## pricelist
Итън Индъстрис ЕООД Ценова листа 2022 в сила от 09.05.2022
Артикулен номер | Означение |  | Базова цена лв. без ДДС | мин. бр. за доставка
250NHM2B-690 | \H FUSE 250A 690V aM SIZE 2 | NH fuse aM 690V 250A 2 dual indication | 30.1694 | 3
73237 | +AGM2-10-PKZ0 | Trip-indicating auxiliary contacts, 2NO, 0NC | 32.533 | 1
73302 | +A-PKZ0(230V50HZ) | Shunt release, 220V/50Hz | 35.4639 | 1
73309 | +A-PKZ0(400V50HZ) | Shunt release, 400V/50Hz | 35.4639 | 1
219658 | +CI-K2-PKZ0 | Insulated enclosure for surface mounting for PKZM0 | 32.6533 | 1
219659 | +CI-K2-PKZ0-G | Insulated enclosure for surface mounting for PKZM0 | 38.1256 | 1
219660 | +CI-K2-PKZ0-GR | Insulated enclosure for surface mounting for PKZM0 | 39.0276 | 1
219662 | +CI-K2-PKZ0-GV | Insulated enclosure for surface mounting for PKZM0 | 67.7721 | 1
260360 | +CI-K4-PKZ4-G | Insulated enclosure for surface mounting for PKZM4 | 98.8018 | 1
260361 | +CI-K4-PKZ4-GR | Insulated enclosure for surface mounting for PKZM4 | 100.1247 | 1
32359 | +CI-PKZ0 | Insulated enclosure for surface mounting for PKZM01 | 16.2364 | 1
88103 | +CI-PKZ0-G | Insulated enclosure for surface mounting for PKZM0 | 20.927 | 1
200406 | +DZA16S(*) | Additional tapping for transformer DTZ, I<16A, for secondary side | 27.1848 | 1
226101 | +EEB1 | Inrush current limiter for transformer STI and STZ; primary current I=1A; ordering with basic unit | 18.7621 | 1
226103 | +EEB2 | Inrush current limiter for transformer STI and STZ; primary current I=2A; ordering with basic unit | 19.604 | 1
226105 | +EEB3 | Inrush current limiter for transformer STI and STZ; primary current I=3A; ordering with basic unit | 20.7466 | 1
81867 | +E-PKZ0-GR | Insulated enclosure for flush mounting for PKZM0 | 17.8 | 1
226342 | +HTR-MCSN | MCS accessory | 12.146 | 1
200618 | +IP23/01 | IP 23 enclosure for control transformer STZ 0,06-0,16kVA; U>110V | 74.7478 | 1
200623 | +IP23/02 | IP 23 enclosure for control transformer STZ 0,2-0,5kVA; U>110V | 119.0673 | 1
200624 | +IP23/03 | IP 23 enclosure for control transformer STZ 0,63-1,3kVA; U>110V | 161.5827 | 1
226100 | +IP23/04 | IP 23 enclosure for control transformer STZ 1,6-2,0kVA; U>110V | 200.6942 | 1
200648 | +IP23/05 | IP 23 enclosure for control transformer STZ 5,3-8,3kVA; U>110V | 783.5437 | 1
200649 | +IP23/06 | IP 23 enclosure for control transformer STZ 13,3kVA; U>110V | 907.3609 | 1
200706 | +IP23/30 | IP 23 enclosure for control transformer DTZ 0,1-0,16kVA; U=42V-1000V | 93.7776 | 1
200753 | +IP23/31 | IP 23 enclosure for control transformer DTZ 0,25-0,63kVA; U=42V-1000V | 185.0934 | 1
200763 | +IP23/32A | IP 23 enclosure for control transformer STZ 2,5-4,0kVA and DTZ 1,0-2,0kVA, U=42V-1000V | 283.1742 | 1
200754 | +IP23/33 | IP 23 enclosure for control transformer DTZ 2,56-6,3kVA; U=42V-1000V | 544.3274 | 1
200755 | +IP23/34 | IP 23 enclosure for control transformer DTZ 8,0-25,0kVA; U=42V-1000V | 773.8435 | 1
232034 | +IVS/S-A | Locking area setting TM…/IVS | 82.7457 | 1
232036 | +IVS/S-B | Locking area setting TM…/IVS | 81.6032 | 1
231975 | +IVS/S-C | Locking area setting TM…/IVS | 82.7457 | 1
231976 | +IVS/S-D | Locking area setting TM…/IVS | 82.7457 | 1
232040 | +IVS/S-E | Locking area setting TM…/IVS | 81.6032 | 1
232038 | +IVS/S-F | Locking area setting TM…/IVS | 82.7457 | 1
232043 | +IVS/S-G | Locking area setting TM…/IVS | 82.7457 | 1
231977 | +IVS/S-H | Locking area setting TM…/IVS | 82.7457 | 1
231978 | +IVS/S-J | Locking area setting TM…/IVS | 82.7457 | 1
231979 | +IVS/S-M | Locking area setting TM…/IVS | 82.7457 | 1
231980 | +IVS/S-N | Locking area setting TM…/IVS | 82.7457 | 1
231981 | +IVS/S-P | Locking area setting TM…/IVS | 81.6032 | 1
231982 | +IVS/S-Q | Locking area setting TM…/IVS | 82.7457 | 1
232042 | +IVS/S-R | Locking area setting TM…/IVS | 82.7457 | 1
122759 | +IZM-AS44 |  | 304.9755 | 1
122762 | +IZM-OTS |  | 101.5782 | 1
122724 | +IZM-SH633 |  | 662.2463 | 1
184171 | +IZMX-AS1010-1 | Standard auxiliary contact 10CO | 1236.1913 | 1
184167 | +IZMX-AS22-1 | Standard auxiliary contact 2CO | 131.502 | 1
184168 | +IZMX-AS44-1 | Standard auxiliary contact 4CO | 321.0285 | 1
184169 | +IZMX-AS66-1 | Standard auxiliary contact 6CO | 742.0515 | 1
184170 | +IZMX-AS88-1 | Standard auxiliary contact 8CO | 988.3999 | 1
183960 | +IZMX-CAR404-2500-1 |  | 2198.4351 | 1
183939 | +IZMX-CAS163-1600-1 |  | 2766.5576 | 1
183954 | +IZMX-CAS164-1600-1 | Withdrawable base, IZMX16, 4-pole, In=1600A | 3173.5756 | 1
183942 | +IZMX-CAS403-2000-1 |  | 2236.2923 | 1
183945 | +IZMX-CAS403-2500-1 | Withdrawable base, IZMX40, 3-pole, In=2500A | 2180.3976 | 1
183948 | +IZMX-CAS403-3200-1 | Withdrawable base, IZMX40, 3-pole, In=3200A | 2180.3976 | 1
183951 | +IZMX-CAS403-4000-1 | Withdrawable base, IZMX40, 3-pole, In=4000A | 2180.3976 | 1
183957 | +IZMX-CAS404-2000-1 | Withdrawable base, IZMX40, 4-pole, In=2000A | 2505.4512 | 1
183963 | +IZMX-CAS404-3200-1 | Withdrawable base, IZMX40, 4-pole, In=3200A | 2505.4512 | 1
183966 | +IZMX-CAS404-4000-1 | Withdrawable base, IZMX40, 4-pole, In=4000A | 2505.4512 | 1
184194 | +IZMX-CS16-1 |  | 413.6632 | 1
184195 | +IZMX-CS40-1 |  | 327.7269 | 1
184103 | +IZMX-LCS-1 | Latch check switch, 1CO | 177.4406 | 1
184105 | +IZMX-LCS-SR-1 | Latch check switch, 1CO | 188.0834 | 1
184251 | +IZMX-M16-110AD-1 | Motor operator Un=110 - 127 V AC 50/60 Hz, 110 - 125 V DC | 391.199 | 1
184253 | +IZMX-M16-230AD-1 | Motor operator Un=220 - 240 V AC 50/60 Hz, 220 - 250 V DC | 460.5277 | 1
184245 | +IZMX-M16-24DC-1 | Motor operator Un=24V DC | 435.6945 | 1
184247 | +IZMX-M16-48DC-1 | Motor operator Un=48V DC | 1253.3882 | 1
184249 | +IZMX-M16-60DC-1 | Motor operator Un=60V DC | 435.6945 | 1
184261 | +IZMX-M40-110AD-1 | Motor operator Un=110 - 127 V AC 50/60 Hz, 110 - 125 V DC | 321.0285 | 1
184263 | +IZMX-M40-230AD-1 | Motor operator Un=220 - 240 V AC 50/60 Hz, 220 - 250 V DC | 335.9405 | 1
184255 | +IZMX-M40-24DC-1 | Motor operator Un=24V DC | 1406.4164 | 1
184257 | +IZMX-M40-48DC-1 | Motor operator Un=48V DC | 1406.4164 | 1
184259 | +IZMX-M40-60DC-1 | Motor operator Un=60V DC | 1406.4164 | 1
184128 | +IZMX-OC-1 | Operation counter | 359.8117 | 1
184116 | +IZMX-OTS-1 | Overcurrent trip switch (OTS) with two changeover contacts | 74.3194 | 1
184225 | +IZMX-PLPC-M-1 | Padlockable front cover for ON-OFF pushbutton - Metal | 113.9444 | 1
184228 | +IZMX-PLPC-M-OFF-1 | Padlockable front cover for ON-OFF pushbutton - Metal (remote switching is blocked too) | 174.724 | 1
184222 | +IZMX-PLPC-P-1 | Padlockable front cover for ON-OFF pushbutton - Plastic | 113.9444 | 1
183928 | +IZMX-PXRP-A-1 | Arc-flash reduction maintenance system (ARMS), for trip unit type P | 627.7464 | 1
183927 | +IZMX-PXRP-T-1 | Ground Earth-Fault Protection, for trip unit type P | 647.4085 | 1
183929 | +IZMX-PXRP-TA-1 | Ground Earth-Fault Protection + Arc-flash reduction maintenance system (ARMS), trip unit type U | 674.4064 | 1
184948 | +IZMX-PXRV-A-1 | Arc-flash reduction maintenance system (ARMS), trip unit type V | 538.9698 | 1
184949 | +IZMX-PXRV-AM-1 |  | 593.2323 | 1
183930 | +IZMX-PXRV-M-1 | MODBUS interafce, trip unit type V | 555.8726 | 1
183926 | +IZMX-PXRV-T-1 | Ground Earth-Fault Protection, for trip unit type V | 590.8873 | 1
183932 | +IZMX-PXRV-TA-1 | Ground Earth-Fault Protection + Arc-flash reduction maintenance system (ARMS), trip unit type V | 584.2916 | 1
183933 | +IZMX-PXRV-TAM-1 | Ground Earth-Fault Protection + ARMS + MODBUS interface, trip unit type V | 619.0878 | 1
183931 | +IZMX-PXRV-TM-1 | Ground Earth-Fault Protection + MODBUS interface, trip unit type V | 600.4514 | 1
184119 | +IZMX-RA-1 | Automatic reset of trip indicator | 99.3932 | 1
184123 | +IZMX-RR110AD-40-1 | Remote reset Un=110-127V AC/DC | 360.5309 | 1
184124 | +IZMX-RR230AD-40-1 | Remote reset Un=208-250V AC/DC | 395.0794 | 1
184122 | +IZMX-RR24DC-40-1 | Remote reset Un=24V DC | 318.1191 | 1
184192 | +IZMX-SG404-1 |  | 152.3067 | 1
184186 | +IZMX-SH163-1 | Withdrawable base safety shutters, 3-pole | 533.8249 | 1
184190 | +IZMX-SH164-1 | Withdrawable base safety shutters, 4-pole | 616.863 | 1
184188 | +IZMX-SH403-1 | Withdrawable base safety shutters, 3-pole | 147.0754 | 1
184286 | +IZMX-SR110AD-1 | Spring release Un=110-125V DC, 110-127V AC | 321.0285 | 1
184288 | +IZMX-SR230AD-1 | Spring release Un=220-250V DC, 208-240V AC | 321.0285 | 1
184280 | +IZMX-SR24DC-1 | Spring release Un=24V DC | 304.914 | 1
184282 | +IZMX-SR48DC-1 | Spring release Un=48V DC | 321.0285 | 1
184284 | +IZMX-SR60DC-1 | Spring release Un=60V DC | 334.96 | 1
184271 | +IZMX-ST110AD-1 | First shunt trip Un=110-125V DC, 110-127V AC | 321.0285 | 1
184273 | +IZMX-ST230AD-1 | First shunt trip Un=220-250V DC, 208-240V AC | 321.0285 | 1
184265 | +IZMX-ST24DC-1 | First shunt trip Un=24V DC | 305.8159 | 1
184267 | +IZMX-ST48DC-1 | First shunt trip Un=48V DC | 321.0285 | 1
184269 | +IZMX-ST60DC-1 | First shunt trip Un=60V DC | 351.8009 | 1
184278 | +IZMX-STS110AD-1 | Second shunt trip Un=110-125V DC, 110-127V AC | 321.0285 | 1
184279 | +IZMX-STS230AD-1 | Second shunt trip Un=220-250V DC, 208-240V AC | 321.0285 | 1
184275 | +IZMX-STS24DC-1 | Second shunt trip Un=24V DC | 304.914 | 1
184276 | +IZMX-STS48DC-1 | Second shunt trip Un=48V DC | 321.0285 | 1
184277 | +IZMX-STS60DC-1 | Second shunt trip Un=60V DC | 351.8009 | 1
184113 | +IZMX-UVR110AD-1 | Undervoltage release Un=110-125V DC, 110-127V AC | 321.0285 | 1
184161 | +IZMX-UVR230AD-1 | Undervoltage release Un=220-250V DC, 208-240V AC | 321.0285 | 1
184107 | +IZMX-UVR24DC-1 | Undervoltage release Un=24V DC | 321.0285 | 1
184109 | +IZMX-UVR48DC-1 | Undervoltage release Un=48V DC | 321.0285 | 1
184111 | +IZMX-UVR60DC-1 | Undervoltage release Un=60V DC | 369.5085 | 1
88104 | +L-PKZ0-RT(400V) | Lamp indicator with glow lamp, red, 230-400V | 8.8398 | 1
73233 | +NHI11-PKZ0 | Standard auxiliary contacts, 1NO, 1NC | 11.8466 | 1
232151 | +NHI11-PKZ0-C | Auxiliary contacts for PKZ0, 1NO,1NC, spring terminals | 15.154 | 1
73235 | +NHI21-PKZ0 | Standard auxiliary contacts, 2NO, 1NC | 14.4324 | 1
82885 | +NHI-E-10-PKZ0 | Auxiliary contacts for PKZ0, 1NO | 13.5905 | 1
82883 | +NHI-E-11-PKZ0 | Auxiliary contacts for PKZ0, 1NO,1NC | 17.9202 | 1
262218 | +NZM2-160-XKCO | Box terminal, top, NZM2 3-pole up to 160A | 28.504 | 1
262223 | +NZM2-160-XKCU | Box terminal, bottom, NZM2 3-pole up to 200-250A | 28.504 | 1
262242 | +NZM2-250-XKCO | Box terminal, top, NZM2 3-pole up to 160A | 32.7736 | 1
262243 | +NZM2-250-XKCU | Box terminal, bottom, NZM2 3-pole up to 200-250A | 32.7736 | 1
266751 | +NZM2-4-160-XKCO | Box terminal, top, NZM2 4-pole up to 160A | 35.3594 | 1
266753 | +NZM2-4-160-XKCU | Box terminal, bottom, NZM2 4-pole up to 200-250A | 35.3594 | 1
266752 | +NZM2-4-250-XKCO | Box terminal, top, NZM2 4-pole up to 160A | 41.0722 | 1
266754 | +NZM2-4-250-XKCU | Box terminal, bottom, NZM2 4-pole up to 200-250A | 41.0722 | 1
118905 | +NZM2-4-XKR4O | Cover for rear connection, top, NZM2, 4-pole | 30.4283 | 1
118906 | +NZM2-4-XKR4U | Cover for rear connection, bottom, NZM2, 4-pole | 30.4283 | 1
266766 | +NZM2-4-XKRO | Terminal for rear connection, top, NZM2 4-pole | 120.2098 | 1
266767 | +NZM2-4-XKRU | Terminal for rear connection, bottom, NZM2 4-pole | 120.2098 | 1
108271 | +NZM2-4-XKSFAO | Terminal cover, upper, NZM2 4-pole | 13.4702 | 1
108272 | +NZM2-4-XKSFAU | Terminal cover, lower, NZM2 4-pole | 13.4702 | 1
281664 | +NZM2-XKR4O | Cover for rear connection, top, NZM2, 3-pole | 25.5574 | 1
281665 | +NZM2-XKR4U | Cover for rear connection, bottom, NZM2, 3-pole | 25.5574 | 1
266763 | +NZM2-XKRO | Terminal for rear connection, top, NZM2 3-pole | 86.9552 | 1
266764 | +NZM2-XKRU | Terminal for rear connection, bottom, NZM2 3-pole | 86.9552 | 1
108269 | +NZM2-XKSFAO | Terminal cover, upper, NZM2 3-pole | 10.9446 | 1
108270 | +NZM2-XKSFAU | Terminal cover, lower, NZM2 3-pole | 10.9446 | 1
266781 | +NZM3-4-XKCO | Box terminal, top, NZM3 4-pole | 94.7126 | 1
266782 | +NZM3-4-XKCU | Box terminal, bottom, NZM3 4-pole | 94.7126 | 1
118908 | +NZM3-4-XKR13O | Cover for rear connection, top, NZM3, 4-pole | 31.0898 | 1
118909 | +NZM3-4-XKR13U | Cover for rear connection, bottom, NZM3, 4-pole | 31.0898 | 1
266793 | +NZM3-4-XKRO | Terminal for rear connection, top, NZM3 4-pole | 163.0861 | 1
266794 | +NZM3-4-XKRU | Terminal for rear connection, bottom, NZM3 4-pole | 163.0861 | 1
108275 | +NZM3-4-XKSFAO | Terminal cover, upper, NZM3 4-pole | 16.9581 | 1
108276 | +NZM3-4-XKSFAU | Terminal cover, lower, NZM3 4-pole | 16.9581 | 1
281667 | +NZM3-XKR13O | Cover for rear connection, top, NZM3, 3-pole | 40.531 | 1
115796 | +NZM3-XKR13U | Cover for rear connection, bottom, NZM3, 3-pole | 50.8742 | 1
266790 | +NZM3-XKRO | Terminal for rear connection, top, NZM3 3-pole | 131.6355 | 1
266791 | +NZM3-XKRU | Terminal for rear connection, bottom, NZM3 3-pole | 131.6355 | 1
108273 | +NZM3-XKSFAO | Terminal cover, upper, NZM3 3-pole | 15.7554 | 1
108274 | +NZM3-XKSFAU | Terminal cover, lower, NZM3 3-pole | 15.7554 | 1
266718 | +NZM4-4-XAVE | Withdrawable carrier, NZM4 4-pole | 1448.5914 | 1
266722 | +NZM4-4-XT | Earth-fault release 3-pole, NZM4 4-pole | 356.0592 | 1
266717 | +NZM4-XAVE | Withdrawable carrier, NZM4 3-pole | 632.7674 | 1
266721 | +NZM4-XT | Earth-fault release 3-pole, NZM4 3-pole | 187.9218 | 1
262246 | +NZN24-XKCO | Box terminal, top, NZM3 3-pole | 93.4405 | 1
262245 | +NZN24-XKCU | Box terminal, bottom, NZM3 3-pole | 93.4405 | 1
203948 | +PMIN(*)/PMAX(*) | Pressure setting for MCS | 1.7681 | 1
201854 | +S3-MCS | External unit plug, 3-pole, IP65, for MCS, MCS...-G | 16.989 | 1
201855 | +S6-MCS | MCS accessory | 54.9643 | 1
73250 | +U-PKZ0(230V50HZ) | Undervoltage release, 230V/50Hz | 41.3729 | 1
73257 | +U-PKZ0(400V50HZ) | Undervoltage release, 400V/50Hz | 44.1992 | 1
207792 | +VHI20-PKZ0 | Early-make auxiliary contacts for PKZ0, 2NO | 27.4817 | 1
82270 | +W1,8 | Schielding winding for transformer STZ 0,06-1,6kVA | 26.8202 | 1
82275 | +W20,0 | Schielding winding for transformer STZ 2,0-13,3kVA | 123.9382 | 1
82271 | +W4,0 | Schielding winding for transformer DTZ 0,1-6,3kVA | 59.8944 | 1
82274 | +W6,0 | Schielding winding for transformer DTZ 8,0-20,0kVA | 81.1822 | 1
254546 | +ZAV(X1)+ZVV(X1)-T0/P3 | Interlock extension and shaft extension T0/P3 | 0.90202 | 1
254547 | +ZAV(X2)+ZVV(X2)-T0/P3 | Interlock extension and shaft extension T0/P3 | 1.6236 | 1
254548 | +ZAV(X3)+ZVV(X3)-T0/P3 | Interlock extension and shaft extension T0/P3 | 2.2851 | 1
254549 | +ZAV(X4)+ZVV(X4)-T0/P3 | Interlock extension and shaft extension T0/P3 | 3.0067 | 1
279276 | +ZW16S(*V*VA) | Additional winding for transformer STZ; I<16A | 18.281 | 1
SD00-SK | 00# T Cover & F Cover | Shroud kit for SD00 fuse base | 4.2754 | #N/A
90231 | 01LQ18 | Inscribtion plate, 18 x 18 mm, transparent | 1.4606 | 20
37986 | 01SQ25 | Insert labels for label mount, black | 0.69929 | 20
86816 | 01TQ18 | Inscribtion plate, 18 x 18 mm, black | 1.6983 | 1
91121 | 01TQ25 | Inscribtion plate, 25 x 25 mm, black | 1.6983 | 20
10240 | 02DILE | Auxiliary contacts for DILE, 0NO,2NC | 8.7859 | 1
10064 | 02DILEM | Auxiliary contacts for DILE, 0NO,2NC | 8.8849 | 1
38074 | 02SQ25 | Insert labels for label mount, white | 1.5375 | 20
86859 | 02TQ18 | Inscribtion plate, 18 x 18 mm, white | 1.6983 | 1
91149 | 02TQ25 | Inscribtion plate, 25 x 25 mm, white | 1.6983 | 1
87766 | 03TQ18 | Inscribtion plate, 18 x 18 mm, green | 1.6983 | 1
91184 | 03TQ25 | Inscribtion plate, 25 x 25 mm, green | 1.6983 | 1
10256 | 04DILE | Auxiliary contacts for DILE, 0NO,4NC | 13.9703 | 1
230258 | 04DILE-C | Auxiliary contacts for DILE, 0NO,4NC, spring terminal | 19.9833 | 1
87834 | 04TQ18 | Inscribtion plate, 18 x 18 mm, red | 1.6983 | 1
91442 | 04TQ25 | Inscribtion plate, 25 x 25 mm, red | 1.6983 | 1
87867 | 05TQ18 | Inscribtion plate, 18 x 18 mm, yelow | 1.6983 | 1
91471 | 05TQ25 | Inscribtion plate, 25 x 25 mm, yelow | 1.6983 | 1
87920 | 06TQ18 | Inscribtion plate, 18 x 18 mm, blue | 1.6983 | 1
80NHG00B | 0NH FUSE 80AMP 500V gG SIZE 00 DUAL IND | NH fuse gG/gL 500V 80A 00 dual indication | 6.2302 | 3
SFD33-OHL | 1 P BASE DIII/E33 FUSES OVERHEAD LINE | Fuse base 1pole DIII/E33 | 216.516 | #N/A
SFD33-EZN-M6 | 1 P BASE FOR DIII/E33 | Fuse base 1pole DIII/E33 | 102.5927 | 15
SFD33-EZN-ZP | 1 P BASE FOR DIII/E33 | Fuse base 1pole DIII/E33 | 23.1976 | 10
SFD33-EZR | 1 P BASE FOR DIII/E33 | Fuse base 1pole DIII/E33 | 81.4109 | 24
SFD33-EZV | 1 P BASE FOR DIII/E33 | Fuse base 1pole DIII/E33 | 87.3444 | 15
SFD33-EZV-M6 | 1 P BASE FOR DIII/E33 | Fuse base 1pole DIII/E33 | 21.6207 | 15
SFD33-EZV-ZP | 1 P BASE FOR DIII/E33 | Fuse base 1pole DIII/E33 | 21.2956 | 10
SFD33-TZ | 1 P BASE FOR DIII/E33 | Fuse base 1pole DIII/E33 | 18.3045 | 10
SFD33-UZ | 1 P BASE FOR DIII/E33 | Fuse base 1pole DIII/E33 | 23.669 | 24
SFD33-UZN | 1 P BASE FOR DIII/E33 | Fuse base 1pole DIII/E33 | 25.636 | 6
SFPRD27 | 1 P FUSE BASE COV DII/E27 | Fuse base cover 1pole DII/E27 | 8.5995 | 30
SFPCD01 | 1 P FUSE BASE COVER D01 | Fuse base cover 1pole D01 | 1.0115 | 50
SFPCD02 | 1 P FUSE BASE COVER D02 | Fuse base cover 1pole D02 | 1.0115 | 50
CH141DU | 1 Pole 14x51 MFH | Disconnector, 1-pole, 690V AC / 50A, C14 (14x51mm) | 19.1173 | 6
CH141DNU | 1 pole 14x51 MFH and Neutral | Disconnector, 1+N-pole, 690V AC / 50A, C14 (14x51mm) | 41.6158 | 3
CH141DMSU-F | 1 Pole 14x51 MFH Micro Switch | Disconnector with microswitch, 1-pole, 690V AC / 50A, C14 (14x51mm) | 39.4862 | 6
CH141DIU | 1 Pole 14x51 MFH Neon Indicator | Disconnector with indication, 1-pole, 690V AC / 50A, C14 (14x51mm) | 26.8064 | 6
CH141DNIU | 1 Pole 14x51 MFH Neon Indicator and Neut | Disconnector with indication, 1+N-pole, 690V AC / 50A, C14 (14x51mm) | 48.3946 | 3
CHPV141U | 1 Pole 14x51 MFH PV | Disconnector for photovoltaic applications, 1-pole, 1500V DC / 32A, C14 (14x51mm) | 22.9862 | 6
CHPV141IU | 1 Pole 14x51 MFH PV Neon Indicator | Disconnector with neon indicator for photovoltaic app, 1-pole, 1500V DC / 32A, C14 (14x51mm) | 27.9444 | 6
CH221DU | 1 Pole 22x58 MFH | Disconnector, 1-pole, 690V AC / 100A, C22 (22x58mm) | 40.6242 | 6
CH221DNU | 1 Pole 22x58 MFH and Neutral | Disconnector, 1+N-pole, 690V AC / 100A, C22 (22x58mm) | 100.3006 | 3
CH221DMSU-F | 1 Pole 22x58 MFH Micro Switch | Disconnector with microswitch, 1-pole, 690V AC / 100A, C22 (22x58mm) | 83.4754 | 6
CH221DIU | 1 Pole 22x58 MFH Neon Indicator | Disconnector with neon indicator, 1-pole, 690V AC / 100A, C22 (22x58mm) | 46.7202 | 6
FRN01-B | 1 POLE BASE FOR DO1 FUSE | Base for 1pole D01 fuse | 9.77 | 15
FRN01-SB | 1 POLE BASE FOR DO1 FUSE | Base for 1pole D01 fuse | 10.6478 | 15
FRN02C-A | 1 POLE BASE FOR DO2 FUSES | Fuse base 1pole D02 E18 | 10.6153 | #N/A
FRN02C-SA | 1 POLE BASE FOR DO2 FUSES | Fuse base 1pole D02 E18 | 10.1601 | #N/A
FRN02-D | 1 POLE BASE FOR DO2 FUSES | Fuse base 1pole D02 E18 | 9.5261 | #N/A
FRN02-E | 1 POLE BASE FOR DO2 FUSES | Fuse base 1pole D02 E18 | 9.5261 | #N/A
FRN02-SD | 1 POLE BASE FOR DO2 FUSES | Fuse base 1pole D02 E18 | 8.9084 | #N/A
FRN02-SE | 1 POLE BASE FOR DO2 FUSES | Fuse base 1pole D02 E18 | 8.9084 | #N/A
SFPRD33 | 1 POLE FUSE BASE COVER | Fuse base cover 1pole | 12.9724 | 30
SD1-DA-PV | 1# BASE Ag non-Anti, PV | Fuse base, 1-pole, size 1, 250A, DIN rail mounted | 51.1419 | #N/A
90243 | 10LQ18 | Inscribtion plate, 18 x 18 mm, transparent, STOP 0 | 3.2287 | 20
38268 | 10SQ25 | Insert labels for label mount, white, 0 | 2.1524 | 20
87951 | 10TQ18 | Inscribtion plate, 18 x 18 mm, red, STOP 0 | 1.6983 | 1
CHM1DNXU | 10X38MFH Neutral | Disconnector, N-pole, 690V AC / 32A, C10 (10x38mm) | 7.0714 | 12
91091 | 110LQ25 | Inscribtion plate, 25 x 25 mm, transparent, text STOP | 2.0756 | 20
38507 | 110SQ25 | Insert labels for label mount, white, STOP | 2.1524 | 20
88813 | 111LQ18 | Inscribtion plate, 18 x 18 mm, transparent, text START | 2.0756 | 20
91126 | 111LQ25 | Inscribtion plate, 25 x 25 mm, transparent, text START | 3.6899 | 20
49824 | 11DDILE | Auxiliary contacts for DILE, 1NO,1NC,delayed | 17.1511 | 1
10224 | 11DILE | Auxiliary contacts for DILE, 1NO, 1NC | 9.9271 | 1
230257 | 11DILE-C | Auxiliary contacts for DILE, 1NO, 1NC, spring terminal | 12.0028 | 1
10080 | 11DILEM | Auxiliary contacts for DILE, 1NO,1NC | 8.9839 | 1
230255 | 11DILEM-C | Auxiliary contacts for DILE, 1NO, 1NC, spring terminal | 12.0028 | 1
90288 | 11LQ18 | Inscribtion plate, 18 x 18 mm, transparent, text START I | 3.2287 | 20
88007 | 11TQ18 | Inscribtion plate, 18 x 18 mm, green, START I | 1.6983 | 1
91449 | 134LQ25 | Inscribtion plate, 25 x 25 mm, transparent, text LINKS | 2.0756 | 20
91477 | 135LQ25 | Inscribtion plate, 25 x 25 mm, transparent, text RECHTS | 2.0756 | 20
2397 | 13DILE | Auxiliary contacts for DILE, 1NO,3NC | 14.1903 | 1
230259 | 13DILE-C | Auxiliary contacts for DILE, 1NO,3NC, spring terminal | 17.3244 | 1
CH14-CTP | 14x51 IP20 protection kit | IP20 protection accessory | 3.8039 | #N/A
CH141DNXU | 14x51 MFH Neutral | Disconnector, N-pole, 690V AC / 50A, C14 (14x51mm) | 20.8567 | 6
90185 | 153LQ18 | Inscribtion plate, 18 x 18 mm, transparent, text ZU | 1.6143 | 20
90632 | 153TQ25 | Inscribtion plate, 25 x 25 mm, black, text ZU | 1.6983 | 1
90206 | 172LQ18 | Inscribtion plate, 18 x 18 mm, transparent, text AUF | 1.6912 | 20
90732 | 172TQ25 | Inscribtion plate, 25 x 25 mm, black, text AUF | 1.6983 | 1
90822 | 173TQ25 | Inscribtion plate, 25 x 25 mm, black, text AB | 1.6983 | 1
90852 | 190TQ25 | Inscribtion plate, 25 x 25 mm, black, text VOR | 0.69186 | 1
90866 | 191TQ25 | Inscribtion plate, 25 x 25 mm, black, text ZURUCK | 1.6983 | 1
54510 | 19TQ18 | Inscribtion plate, 18 x 18 mm, black, STOP 0 | 1.6983 | 1
54508 | 19TQ25 | Inscribtion plate, 25 x 25 mm, black, STOP 0 | 1.6983 | 1
CHM1DI-48U | 1P 10X38MFH30A 48VdcMidget-LED indicator | Disconnector with indication, 1-pole, 48V DC / 32A, C10 (10x38mm) | 12.0783 | #N/A
CHCC1DIU | 1P 10X38MFH30A 600V Class CC -indicator | Disconnector with indication, 1-pole, 690V AC / 32A, C10 (10x38mm) | 15.1833 | 12
CHM1DNIU | 1P 10X38MFH30A 600V Midget-indicator | Disconnector with indication, 1+N-pole, 690V AC / 32A, C10 (10x38mm) | 20.7104 | 6
CHM1DIU | 1P 10X38MFH30A 600VMidget -indicator/Neu | Disconnector with indication, 1-pole, 690V AC / 32A, C10 (10x38mm) | 11.5744 | 12
CHM1DAU | 1P 30A 600V MFH 10X38 Midget fuse | Disconnector, 1-pole, 600V AC / 30A, C10 (10x38mm) | 7.0714 | #N/A
CHPV1IU | 1P MFH For 10x38 gPV fuse with indicator | Disconnector with indication for photovoltaic applications, 1-pole, 1000V DC / 30A, C10 (10x38mm) | 13.9803 | 12
CHM1DNU | 1P&Neutral 10X38MFH30A 600V for Midget | Disconnector, 1+N-pole, 690V AC / 32A, C10 (10x38mm) | 18.7759 | 6
CHPV1U | 1Pole 30A 1000Vdc MFH For 10x38 Gpv | Disconnector for photovoltaic applications, 1-pole, 1000V DC / 30A, C10 (10x38mm) | 11.4931 | 12
CHCC1DU | 1Pole 30A 600V MFH For 10X38 Class CC | Disconnector, 1-pole, 690V AC / 32A, C10 (10x38mm) | 9.5911 | 12
58378 | 1Z115-124.02.1 | Accessory of T | 1.2628 | 10
56005 | 1Z115-124.02.2 | Accessory of T | 1.2027 | 10
53632 | 1Z115-124.02.3 | Accessory of T | 1.9243 | 1
46131 | 1Z115-124.02.4 | Accessory of T | 1.9243 | 1
38302 | 1Z115-83.002.1 | Accessory of T | 0.72162 | 10
43048 | 1Z115-83.002.3 | Accessory of T | 1.6236 | 1
45475 | 1Z115-83.002.4 | Accessory of T | 2.9466 | 1
12655 | 1Z133-05-I-T18 | MCS accessory | 6.3805 | 1
CH142DU | 2 pole 14x51 MFH | Disconnector, 2-pole, 690V AC / 50A, C14 (14x51mm) | 39.9252 | 3
CH142DIU | 2 Pole 14x51 MFH Neon Indicator | Disconnector with indication, 2-pole, 690V AC / 50A, C14 (14x51mm) | 55.0271 | 3
CHPV142U | 2 Pole 14x51 MFH PV | Disconnector for photovoltaic applications, 2-pole, 1500V DC / 32A, C14 (14x51mm) | 45.2734 | 3
CHPV142IU | 2 Pole 14x51 MFH PV Neon Indicator | Disconnector with neon indicator for photovoltaic app, 2-pole, 1500V DC / 32A, C14 (14x51mm) | 55.0759 | 3
CH222DU | 2 Pole 22x58 MFH | Disconnector, 2-pole, 690V AC / 100A, C22 (22x58mm) | 100.3006 | 3
CH222DIU | 2 Pole 22x58 MFH Neon Indicator | Disconnector with neon indicator, 2-pole, 690V AC / 100A, C22 (22x58mm) | 115.3375 | 3
SD2-DA-PV | 2# BASE Ag non-Anti, PV | Fuse base, 1-pole, size 2, 400A, DIN rail mounted | 56.604 | #N/A
10208 | 20DILE | Auxiliary contacts for DILE, 2NO,0NC | 8.9344 | 1
54509 | 20TQ18 | Inscribtion plate, 18 x 18 mm, white, START I | 1.6983 | 1
54507 | 20TQ25 | Inscribtion plate, 25 x 25 mm, white, START I | 1.6983 | 1
90911 | 217TQ25 | Inscribtion plate, 25 x 25 mm, red, text OFF | 1.6983 | 1
88061 | 21TQ18 | Inscribtion plate, 18 x 18 mm, black, START I | 1.6983 | 1
90934 | 221TQ25 | Inscribtion plate, 25 x 25 mm, black, text ON | 1.6983 | 1
49823 | 22DDILE | Auxiliary contacts for DILE, 2NO,2NC,delayed | 24.4281 | 1
230264 | 22DDILE-C | Auxiliary contacts for DILE, 2NO,2NC,delayed, spring terminal | 26.0043 | 1
10288 | 22DILE | Auxiliary contacts for DILE, 2NO,2NC | 13.9153 | 1
230260 | 22DILE-C | Auxiliary contacts for DILE, 2NO,2NC, spring terminal | 16.8295 | 1
10112 | 22DILEM | Auxiliary contacts for DILE, 2NO,2NC | 13.9153 | 1
230256 | 22DILEM-C | Auxiliary contacts for DILE, 2NO,2NC, spring terminal | 16.3346 | 1
CH221DNXU | 22x58 MFH Neutral | Disconnector, N-pole, 690V AC / 100A, C22 (22x58mm) | 81.5247 | 6
90987 | 234TQ25 | Inscribtion plate, 25 x 25 mm, black, text LEFT | 1.6983 | 1
91009 | 235TQ25 | Inscribtion plate, 25 x 25 mm, black, text RIGHT | 1.6983 | 1
91089 | 253TQ25 | Inscribtion plate, 25 x 25 mm, black, text CLOSE | 1.6983 | 1
91124 | 272TQ25 | Inscribtion plate, 25 x 25 mm, black, text UP | 1.6983 | 1
91152 | 273TQ25 | Inscribtion plate, 25 x 25 mm, black, text DOWN | 1.6983 | 1
38767 | 283SQ25 | Insert labels for label mount, white, RUN | 2.1524 | 20
90820 | 287LQ18 | Inscribtion plate, 18 x 18 mm, transparent, text RESET | 2.0756 | 20
91185 | 287TQ25 | Inscribtion plate, 25 x 25 mm, blue, text RESET | 1.6983 | 1
CHCC2DIU | 2P 10X38MFH 30A 600V Class CC-indicator | Disconnector with indication, 2-pole, 690V AC / 32A, C10 (10x38mm) | 30.5453 | 6
CHM2DIU | 2P 10X38MFH30A 600V Midget - indicator | Disconnector with indication, 2-pole, 690V AC / 32A, C10 (10x38mm) | 23.2463 | 6
CHPV2IU | 2P 10x38MFH30A1000Vdc gPV with indicator | Disconnector with indication for photovoltaic applications, 2-pole, 1000V DC / 30A, C10 (10x38mm) | 27.4079 | 6
CHPV2U | 2P 30A 1000Vdc MFH For 10x38 gPV | Disconnector for photovoltaic applications, 2-pole, 1000V DC / 30A, C10 (10x38mm) | 21.9458 | 6
CHCC2DU | 2Pole 30A 600V MFH For 10X38 Class CC | Disconnector, 2-pole, 690V AC / 32A, C10 (10x38mm) | 20.9542 | 6
CHM2DU | 2Pole 30A 600V MFH For 10X38 Midget fuse | Disconnector, 2-pole, 690V AC / 32A, C10 (10x38mm) | 17.6054 | 6
50167 | 2Z115-81.01 | Accessory of T | 4.5828 | 1
52540 | 2Z115-83.01 | Accessory of T | 4.0334 | 1
37996 | 2Z132-11.16.2 | MCS accessory | 21.7551 | 1
TFPCD33 | 3 P FUSE BA COV DIII/E337 | Fuse base cover 3pole DIII/E337 | 16.1099 | 12
TFPCD27 | 3 P FUSE BASE COV DII/E27 25A 500V | Fuse base cover 3pole DII/E27 | 9.9163 | 12
TFPCD01 | 3 P FUSE BASE COVER D01 | Fuse base cover 3pole D01 | 2.7816 | 30
TFPCD02 | 3 P FUSE BASE COVER D02 | Fuse base cover 3pole D02 | 3.1609 | 30
CH143DU | 3 pole 14x51 MFH | Disconnector, 3-pole, 690V AC / 50A, C14 (14x51mm) | 62.0823 | 2
CH143DNU | 3 Pole 14x51 MFH and Neutral | Disconnector, 3+N-pole, 690V AC / 50A, C14 (14x51mm) | 83.638 | 1
CH143DMSU-F | 3 Pole 14x51 MFH Micro Switch | Disconnector with microswitch, 3-pole, 690V AC / 50A, C14 (14x51mm) | 90.937 | 2
CH143DNMSU-F | 3 Pole 14x51 MFH Micro Switch and Neutra | Disconnector with microswitch, 3+N-pole, 690V AC / 50A, C14 (14x51mm) | 112.0375 | #N/A
CH143DIU | 3 Pole 14x51 MFH Neon Indicator | Disconnector with indication, 3-pole, 690V AC / 50A, C14 (14x51mm) | 87.4907 | 3
CH143DNIU | 3 Pole 14x51 MFH Neon Indicator and Neut | Disconnector with indication, 3+N-pole, 690V AC / 50A, C14 (14x51mm) | 127.2858 | #N/A
CH223DU | 3 Pole 22x58 MFH | Disconnector, 3-pole, 690V AC / 100A, C22 (22x58mm) | 145.8016 | 2
CH223DNU | 3 Pole 22x58 MFH and Neutral | Disconnector, 3+N-pole, 690V AC / 100A, C22 (22x58mm) | 205.0879 | 1
CH223DMSU-F | 3 Pole 22x58 MFH Micro Switch | Disconnector with microswitch, 3-pole, 690V AC / 100A, C22 (22x58mm) | 246.0697 | 2
CH223DIU | 3 Pole 22x58 MFH Neon Indicator | Disconnector with neon indicator, 3-pole, 690V AC / 100A, C22 (22x58mm) | 167.6337 | 2
CH223DNIU | 3 Pole 22x58 MFH Neon Indicator and Neut | Disconnector with neon indicator, 3+N-pole, 690V AC / 100A, C22 (22x58mm) | 209.6721 | #N/A
TFD27-EZN | 3 POLE BASE FOR DII/E27 25A 500V | Fuse base 3pole DII/E27 | 50.8168 | 8
TFD33-EZN | 3 POLE BASE FOR DIII/E33 | Fuse base 3pole DIII/E33 | 81.6385 | 8
TFRN01-B | 3 POLE BASE FOR DO1 FUSES | Fuse base 3pole D01 | 24.0429 | 5
TFRN01-SB | 3 POLE BASE FOR DO1 FUSES | Fuse base 3pole D01 | 23.8315 | 5
TFRN02C-A | 3 POLE BASE FOR DO2 FUSES | Fuse base with cover, 3-pole, size D02 / E18, 63A DIN | 27.7493 | #N/A
TFRN02C-SA | 3 POLE BASE FOR DO2 FUSES | Fuse base with cover, 3-pole, size D02 / E18, 63A | 26.1562 | #N/A
TFRN02-D | 3 POLE BASE FOR DO2 FUSES | Fuse base without cover, 3-pole, size D02 / E18, 63A DIN | 26.0749 | #N/A
TFRN02-E | 3 POLE BASE FOR DO2 FUSES | Fuse base without cover, 3-pole, size D02 / E18, 63A DIN | 26.0749 | #N/A
TFRN02-SD | 3 POLE BASE FOR DO2 FUSES | Fuse base without cover, 3-pole, size D02 / E18, 63A | 25.3921 | #N/A
TFRN02-SE | 3 POLE BASE FOR DO2 FUSES | Fuse base without cover, 3-pole, size D02 / E18, 63A | 25.3921 | #N/A
TD00-DI20IC | 3 Pole Integral base and Cover | Front side protection kit for TD00-DI, size 00, 160A | 56.1488 | #N/A
SD3-DA-PV | 3# BASE Ag non-Anti, PV | Fuse base, 1-pole, size 3, 630A, DIN rail mounted | 64.5045 | #N/A
91446 | 310TQ25 | Inscribtion plate, 25 x 25 mm, red, text ARRET | 0.69186 | 1
91475 | 311TQ25 | Inscribtion plate, 25 x 25 mm, green, text MARCHE | 0.69186 | 1
48912 | 31DILE | Auxiliary contacts for DILE, 3NO,1NC | 14.0253 | 1
230262 | 31DILE-C | Auxiliary contacts for DILE, 3NO,1NC, spring terminal | 16.7305 | 1
88125 | 32TQ18 | Inscribtion plate, 18 x 18 mm, black, movement direction | 1.6983 | 1
90368 | 34LQ18 | Inscribtion plate, 18 x 18 mm, transparent, electric voltage | 1.9987 | 20
90410 | 36LQ18 | Inscribtion plate, 18 x 18 mm, transparent, movement direction | 3.2287 | 20
88275 | 36TQ18 | Inscribtion plate, 18 x 18 mm, black, movement direction | 0.69186 | 1
90434 | 37LQ18 | Inscribtion plate, 18 x 18 mm, transparent, increase | 3.2287 | 20
88315 | 37TQ18 | Inscribtion plate, 18 x 18 mm, black, increase | 0.69186 | 1
38771 | 383SQ25 | Insert labels for label mount, white, EN SERVICE | 2.1524 | 20
72302 | 386SQ25 | Insert labels for label mount, white, DÉFAULT | 2.1524 | 20
90488 | 38LQ18 | Inscribtion plate, 18 x 18 mm, transparent, decrease | 3.2287 | 20
88340 | 38TQ18 | Inscribtion plate, 18 x 18 mm, black, decrease | 0.69186 | 1
72303 | 397SQ25 | Insert labels for label mount, white, MAN. 0 AUTO | 2.1524 | 20
48638 | 399SQ25 | Insert labels for label mount, yelow, ARRET D´URGENCE | 2.1524 | 20
CHCC3DIU | 3P 10X38 MFH 30A 600V Class CC-indicator | Disconnector with indication, 3-pole, 690V AC / 32A, C10 (10x38mm) | 45.7449 | 4
CHM3DIU | 3P 10X38MFH30A 600V Midget - indicator | Disconnector with indication, 3-pole, 690V AC / 32A, C10 (10x38mm) | 33.699 | 4
CHM3DNIU | 3P 10X38MFH30A 600V Midget-indicator/Neu | Disconnector with indication, 3+N-pole, 690V AC / 32A, C10 (10x38mm) | 58.571 | 3
CHM3DNU | 3P&Neutral 30A 600V MFH For 10X38 Midget | Disconnector, 3+N-pole, 690V AC / 32A, C10 (10x38mm) | 37.6656 | 3
CHCC3DU | 3Pole 30A 600V MFH For 10X38 Class CC | Disconnector, 3-pole, 690V AC / 32A, C10 (10x38mm) | 31.472 | 4
CHM3DU | 3Pole 30A 600V MFH For 10X38 Midget fuse | Disconnector, 3-pole, 690V AC / 32A, C10 (10x38mm) | 23.9941 | 4
26638 | 3Z132-11.45.1 | MCS accessory | 11.1387 | 1
29011 | 3Z132-11.45.2 | MCS accessory | 11.1387 | 1
31384 | 3Z132-11.45.3 | MCS accessory | 11.1387 | 3
12598 | 3Z133-05.07 | MCS accessory | 63.5741 | 1
CH144DU | 4 pole 14x51 MFH | Disconnector, 4-pole, 690V AC / 50A, C14 (14x51mm) | 87.0681 | 2
CH144DIU | 4 Pole 14x51 MFH Neon Indicator | Disconnector with indication, 4-pole, 690V AC / 50A, C14 (14x51mm) | 118.9789 | #N/A
CH224DU | 4 Pole 22x58 MFH | Disconnector, 4-pole, 690V AC / 100A, C22 (22x58mm) | 203.446 | #N/A
10304 | 40DILE | Auxiliary contacts for DILE, 4NO,0NC | 14.0803 | 1
230263 | 40DILE-C | Auxiliary contacts for DILE, 4NO,0NC, spring terminal | 16.9779 | 1
86178 | 40LQ18 | Inscribtion plate, 18 x 18 mm, transparent, manual actuation | 3.2287 | 20
88389 | 40TQ18 | Inscribtion plate, 18 x 18 mm, black, manual actuation | 0.69186 | 1
86210 | 41LQ18 | Inscribtion plate, 18 x 18 mm, transparent, automatic | 5.9961 | 20
88412 | 41TQ18 | Inscribtion plate, 18 x 18 mm, black, automatic | 0.69186 | 1
90501 | 43LQ25 | Inscribtion plate, 25 x 25 mm, transparent, ON-OFF momentary | 1.9987 | 20
88426 | 43TQ18 | Inscribtion plate, 18 x 18 mm, black, ON-OFF momentary | 0.69186 | 1
1319398 | 4K10/4K12 | Shaft reducing coupling for universal shaft 10x10->12x12mm, Handle 4K10/K12 | 40.6407 | #N/A
1319314 | 4K10135MMK3 | Operating Shaft 135mm, 10x10mm, Handle K3 | 12.9855 | #N/A
1319315 | 4K10180MMK3 | Operating Shaft 180mm, 10x10mm, Handle K3 | 14.9269 | #N/A
1319319 | 4K10300MMK3 | Operating Shaft 300mm, 10x10mm, Handle K3 | 21.3553 | #N/A
1319322 | 4K10600MMK3 | Operating Shaft 600mm, 10x10mm, Handle K3 | 38.9693 | #N/A
6090658 | 4K10K3H600 | Operating shaft 10x10mm; 600mm; handle K3; DMV(S)160/250/400 | 101.7882 | #N/A
1319326 | 4K12300MMK4 | Operating Shaft 300mm, 12x12mm, Handle K4 | 24.5053 | #N/A
1319328 | 4K12300MMK4E | Operating Shaft 300mm, 12x12mm, Handle K4 | 46.7349 | #N/A
1319329 | 4K12600MMK4E | Operating Shaft 600mm, 12x12mm, Handle K4 | 63.8731 | #N/A
6090659 | 4K14K5H600 | Operating shaft 14x14mm; 600mm; handle K5; DMV630/1000 | 75.3505 | #N/A
6090661 | 4K14K6H600 | Operating shaft 14x14mm; 600mm; handle K6; DMV1250/1600/2000 | 80.3037 | #N/A
1314280 | 4K6100/116MMDCM | Operating Shaft 100/116mm | 15.8654 | #N/A
1314279 | 4K6116/132MMDCM | Operating Shaft 116/132mm | 34.9579 | #N/A
1314335 | 4K6116MMDMM | Operating Shaft 116mm | 20.3525 | #N/A
1314996 | 4K6116MMK1/2S | Operating shaft 6x6mm, 116mm , handle K1/2S, DNV 160N | 12.9855 | #N/A
1314995 | 4K6124/140MMDCM/DMM | Operating Shaft 148/164mm | 46.7349 | #N/A
1314341 | 4K6132MMDMM | #N/A | 95.9511 | #N/A
1314751 | 4K6132MMK1/2S | Operating shaft 6x6mm, 132mm , handle K1/2S, DNV 160N | 12.3812 | #N/A
1314994 | 4K6148/164MMDCM/DMM | Operating Shaft 124/140mm | 30.4709 | #N/A
1314342 | 4K6148MMDMM | #N/A | 75.6629 | #N/A
1314752 | 4K6148MMK1/2S | Operating shaft 6x6mm, 148mm , handle K1/2S, DNV 160N | 12.3812 | #N/A
1314278 | 4K6156/172MMDCM | Operating Shaft 156/172mm | 17.9482 | #N/A
1314281 | 4K6172/188MMDCM | Operating Shaft 172/188mm | 21.3553 | #N/A
1314334 | 4K6172MMDMM | Operating Shaft 172mm | 24.441 | #N/A
1314691 | 4K6172MMK1/2S | Operating shaft 6x6mm, 172mm , handle K1/2S, DNV 160N | 12.9855 | #N/A
1319830 | 4K6180MMK1/2S | Operating Shaft 180mm, 6x6mm, handle K1, K2S | 11.2498 | #N/A
1314375 | 4K6254/270MMDCM/DMM | Operating Shaft 172/188mm | 27.5909 | #N/A
1314374 | 4K6270MMDMM | Operating Shaft 270mm | 34.9579 | #N/A
1314692 | 4K6270MMK1/2S | Operating shaft 6x6mm, 270mm , handle K1/2S, DNV 160N | 14.194 | #N/A
1319831 | 4K6300MMK1/2S | Operating Shaft 300mm, 6x6mm, handle K1, K2S | 14.3997 | #N/A
1314372 | 4K6400MMDCM | Operating Shaft 400mm | 29.2623 | #N/A
1314370 | 4K6400MMDMM125 | Operating Shaft 400mm | 33.878 | #N/A
1314371 | 4K6400MMDMM40/63 | Operating Shaft 400mm | 33.608 | #N/A
1314693 | 4K6400MMK1/2S | Operating shaft 6x6mm, 400mm , handle K1/2S, DNV 160N | 14.194 | #N/A
1319832 | 4K6600MMK1/2S | Operating Shaft 600mm, 6x6mm, handle K1, K2S | 31.1394 | #N/A
1319303 | 4K8115MMK2 | Operating Shaft 115mm, 8x8mm, Handle K2 | 10.1827 | #N/A
1319306 | 4K8140MMK2 | Operating Shaft 140mm, 8x8mm, Handle K2 | 12.5226 | #N/A
1319307 | 4K8180MMK2 | Operating Shaft 180mm, 8x8mm, Handle K2 | 14.2583 | #N/A
1319311 | 4K8300MMK2 | Operating Shaft 300mm, 8x8mm, Handle K2 | 19.5554 | #N/A
1319301 | 4K8600MMK2 | Operating Shaft 600mm, 8x8mm, Handle K2 | 35.3565 | #N/A
CHM4DIU | 4P 10X38MFH30A 600V Midget withindicator | Disconnector with indication, 4-pole, 690V AC / 32A, C10 (10x38mm) | 46.6715 | 3
CHM4DU | 4Pole 30A 600V MFH For 10X38 Midget fuse | Disconnector, 4-pole, 690V AC / 32A, C10 (10x38mm) | 37.6656 | 3
31893 | 4Z132-11.48 | MCS accessory | 2.2602 | 1
12575 | 4Z133-05.06 | MCS accessory | 37.7447 | 1
12620 | 4Z133-05.13 | MCS accessory | 52.2737 | 1
1000NHG4G | 500V 1000A NH4 FUSE gG | NH fuse gG/gL 500V 1000A 4 | 180.3622 | 1
1250NHG4G | 500V 1250A NH4 FUSE gG | NH fuse gG/gL 500V 1250A 4 | 199.6217 | #N/A
630NHG4G | 500V 630A NH4 FUSE gG | NH fuse gG/gL 500V 630A 4 | 160.3062 | 1
800NHG4G | 500V 800A NH4 FUSE AG | NH fuse gG/gL 500V 800A 4 | 170.3627 | 3
86366 | 52LQ18 | Inscribtion plate, 18 x 18 mm, transparent, unlock | 3.2287 | 20
90640 | 52LQ25 | Inscribtion plate, 25 x 25 mm, transparent, unlock | 1.9987 | 20
88452 | 52TQ18 | Inscribtion plate, 18 x 18 mm, black, unlock | 0.69186 | 1
88487 | 53TQ18 | Inscribtion plate, 18 x 18 mm, black, lock | 0.69186 | 1
86755 | 54LQ18 | Inscribtion plate, 18 x 18 mm, transparent, clamp | 3.2287 | 20
90706 | 54LQ25 | Inscribtion plate, 25 x 25 mm, transparent, clamp | 4.6124 | 20
88512 | 54TQ18 | Inscribtion plate, 18 x 18 mm, black, clamp | 1.6983 | 1
86817 | 55LQ18 | Inscribtion plate, 18 x 18 mm, transparent, loosen | 3.2287 | 20
88545 | 55TQ18 | Inscribtion plate, 18 x 18 mm, black, loosen | 1.6983 | 1
90776 | 63LQ25 | Inscribtion plate, 25 x 25 mm, transparent, liquid STOP | 1.9987 | 20
88566 | 63TQ18 | Inscribtion plate, 18 x 18 mm, black, liquid STOP | 1.6983 | 1
90799 | 66LQ25 | Inscribtion plate, 25 x 25 mm, transparent, horn | 1.9987 | 20
88590 | 66TQ18 | Inscribtion plate, 18 x 18 mm, black, horn | 1.6983 | 1
6GN02BS | 6A 400V GAUGE RING 1706-006 (5 | #N/A | 1.5895 | 50
135286 | 741B0004 | Measuring transformer HF3B, I=100/5A | 74.0122 | 1
135287 | 741B0005 | Measuring transformer HF3B, I=150/5A | 74.0122 | 1
135288 | 741B0006 | Measuring transformer HF3B, I=100/1A | 92.3724 | 1
135289 | 741B0007 | Measuring transformer HF3B, I=150/1A | 94.5156 | 1
135290 | 741B0008 | Measuring transformer HF3A, I=30/1A | 74.5123 | 1
135291 | 741B0011 | Measuring transformer HF3A, I=50/5A | 77.9414 | 1
135294 | 741B0014 | Measuring transformer HF3A, I=100/5A | 190.5314 | 1
135295 | 741B0016 | Measuring transformer HF3A, I=150/5A | 84.7283 | 1
135296 | 741B0017 | Measuring transformer HF3A, I=200/5A | 80.5133 | 1
135297 | 741B0018 | Measuring transformer HF3B, I=200/5A | 73.655 | 1
135298 | 741B0019 | Measuring transformer HF3B, I=250/5A | 76.2269 | 1
135299 | 741B0020 | Measuring transformer HF3B, I=300/5A | 76.2269 | 1
135301 | 741B0022 | Measuring transformer HF3B, I=400/5A | 80.9419 | 1
135303 | 741B0024 | Measuring transformer HF3B, I=500/5A | 85.5855 | 1
135304 | 741B0025 | Measuring transformer HF3A, I=125/5A | 85.5855 | 1
135305 | 741B0026 | Measuring transformer HF3B, I=600/5A | 85.5855 | 1
135306 | 741B0027 | Measuring transformer HF3A, I=250/5A | 82.5136 | 1
135307 | 741B0028 | Measuring transformer HF3A, I=250/1A | 103.4456 | 1
135308 | 741B0029 | Measuring transformer HF3B, I=250/1A | 100.0879 | 1
135309 | 741B0030 | Clamp for bar mounting for HF3A, HF3B | 9.7873 | 1
135310 | 741B0031 | Measuring transformer HF3A, I=50/1A | 87.7288 | 1
135312 | 741B0033 | Measuring transformer HF3A, I=100/1A | 95.8015 | 1
135313 | 741B0034 | Measuring transformer HF3A, I=150/1A | 97.8733 | 1
135314 | 741B0035 | Measuring transformer HF3A, I=200/1A | 100.8738 | 1
135315 | 741B0036 | Measuring transformer HF3B, I=200/1A | 97.8733 | 1
135316 | 741B0037 | Measuring transformer HF3B, I=300/1A | 103.4456 | 1
135317 | 741B0038 | Measuring transformer HF3B, I=400/1A | 109.5181 | 1
135317 | 741B0038 | #N/A | 309.3635 | #N/A
135318 | 741B0039 | Measuring transformer HF3B, I=500/1A | 111.5184 | 1
135319 | 741B0040 | Measuring transformer HF3B, I=600/1A | 114.9475 | 1
135340 | 741B0089 | Measuring transformer HF3A, I=125/1A | 97.8733 | 1
135342 | 741B0230 | Fittings for mounting on base plate for HF3A, HF3B | 18.2887 | 1
135343 | 741B0231 | Fittings for top hat rail bar for HF3A, HF3B | 9.3587 | 1
135344 | 741B0232 | Sealable cover for secondary terminals for HF3A, HF3B | 23.8611 | 1
135347 | 741B0321 | Bush for mounting between bar and cable lug for HF2A2, HF3A | 11.5733 | 1
135348 | 741B0322 | Bush for mounting between bar and cable lug for HF2B2, HF3B | 14.8596 | 1
135357 | 741C0221 | Sealable cover for secondary terminals for HF4B, HF5, HF7A, HF6, HF8A | 10.216 | 1
135359 | 741C0256 | Clamp for bar mounting for HF4B, HF5, HF7A | 11.5733 | 1
135360 | 741C0329 | Insert for HF4B, HF5 | 2.0718 | 1
135385 | 741C2060 | Measuring transformer HF4B, I=100/5A | 126.3065 | 1
135387 | 741C2062 | Measuring transformer HF4B, I=200/5A | 126.3065 | 1
135389 | 741C2064 | Measuring transformer HF4B, I=300/5A | 132.6647 | 1
135390 | 741C2065 | Measuring transformer HF4B, I=400/5A | 136.0224 | 1
135391 | 741C2066 | Measuring transformer HF4B, I=500/5A | 137.6656 | 1
135392 | 741C2067 | Measuring transformer HF4B, I=600/5A | 140.6661 | 1
135401 | 741C2078 | Measuring transformer HF4B-02, I=100/5A | 163.0269 | 1
135403 | 741C2080 | Measuring transformer HF4B-02, I=200/5A | 163.0269 | 1
135407 | 741C2086 | Measuring transformer HF4B-02, I=300/5A | 169.0279 | 1
135408 | 741C2088 | Measuring transformer HF4B-02, I=400/5A | 155.4542 | 1
135409 | 741C2090 | Measuring transformer HF4B-02, I=500/5A | 157.526 | 1
135410 | 741C2092 | Measuring transformer HF4B-02, I=600/5A | 161.8124 | 1
135414 | 741E0021 | Measuring transformer HF5, I=400/5A | 150.8106 | 1
135415 | 741E0022 | Measuring transformer HF5, I=500/5A | 157.0973 | 1
135416 | 741E0023 | Measuring transformer HF5, I=600/5A | 164.3128 | 1
135417 | 741E0024 | Measuring transformer HF5, I=800/5A | 174.886 | 1
135418 | 741E0025 | Measuring transformer HF5, I=1000/5A | 177.815 | 1
135429 | 741E0037 | Measuring transformer HF5, I=1250/5A | 184.1732 | 1
135431 | 741E0039 | Measuring transformer HF5, I=1600/5A | 212.3057 | 1
135437 | 741E0050 | Measuring transformer HF5-02, I=1000/5A | 469.9346 | 1
135439 | 741E0054 | Measuring transformer HF5-02, I=1250/5A | 209.1059 | 1
135443 | 741F0022 | Measuring transformer HF6, I=1250/5A | 315.9807 | 1
135444 | 741F0023 | Measuring transformer HF6, I=1000/5A | 304.1216 | 1
135446 | 741F0025 | Measuring transformer HF6, I=1500/5A | 326.9825 | 1
135447 | 741F0026 | Measuring transformer HF6, I=1600/5A | 340.8419 | 1
135448 | 741F0027 | Measuring transformer HF6, I=2000/5A | 353.1297 | 1
135449 | 741F0028 | Measuring transformer HF6, I=2500/5A | 384.6348 | 1
135450 | 741F0029 | Measuring transformer HF6, I=3000/5A | 402.6378 | 1
135460 | 741F0058 | Measuring transformer HF6-02, I=1600/5A | 389.9214 | 1
135465 | 741F0220 | Clamp for bar mounting for HF6, HF8A | 43.4357 | 1
135471 | 741H0016 | Measuring transformer HF7A, I=1000/5A | 240.3968 | 1
135473 | 741H0018 | Measuring transformer HF7A, I=1250/5A | 260.6858 | 1
135474 | 741H0019 | Measuring transformer HF7A, I=1500/5A | 267.4012 | 1
135475 | 741H0020 | Measuring transformer HF7A, I=1600/5A | 273.688 | 1
135476 | 741H0021 | Measuring transformer HF7A, I=2000/5A | 280.0462 | 1
135477 | 741H0023 | Measuring transformer HF7A, I=2500/5A | 293.5484 | 1
135495 | 741H0060 | Measuring transformer HF7A-02, I=1500/5A | 301.5497 | 1
135500 | 741H0230 | Fittings for mounting on base plate for HF4B, HF5, HF7A, HF6, HF8A | 18.2887 | 1
135501 | 741H0240 | Insert for HF7A | 23.8611 | 1
135506 | 741K0017 | Measuring transformer HF8A, I=4000/5A | 395.4223 | 1
135507 | 741K0018 | Measuring transformer HF8A, I=5000/5A | 572.3086 | 1
87840 | 80LQ18 | Inscribtion plate, 18 x 18 mm, transparent, 0 | 4.1511 | 20
88631 | 80TQ18 | Inscribtion plate, 18 x 18 mm, black, 0 | 0.69186 | 1
53898 | 811TQ25 | Inscribtion plate, 25 x 25 mm, white | 0.69186 | 1
87868 | 81LQ18 | Inscribtion plate, 18 x 18 mm, transparent, 1 | 1.9987 | 20
90854 | 81LQ25 | Inscribtion plate, 25 x 25 mm, transparent, 1 | 4.6124 | 20
88663 | 81TQ18 | Inscribtion plate, 18 x 18 mm, black, 1 | 0.69186 | 1
88343 | 82LQ18 | Inscribtion plate, 18 x 18 mm, transparent, 2 | 1.9987 | 20
90869 | 82LQ25 | Inscribtion plate, 25 x 25 mm, transparent, 2 | 1.9987 | 20
88715 | 82TQ18 | Inscribtion plate, 18 x 18 mm, black, 2 | 0.69186 | 1
88517 | 83LQ18 | Inscribtion plate, 18 x 18 mm, transparent, 3 | 2.5368 | 20
90884 | 83LQ25 | Inscribtion plate, 25 x 25 mm, transparent, 3 | 1.9987 | 20
88744 | 83TQ18 | Inscribtion plate, 18 x 18 mm, black, 3 | 0.69186 | 1
88547 | 84LQ18 | Inscribtion plate, 18 x 18 mm, transparent, 4 | 1.9987 | 20
90916 | 84LQ25 | Inscribtion plate, 25 x 25 mm, transparent, 4 | 1.9987 | 20
88766 | 84TQ18 | Inscribtion plate, 18 x 18 mm, black, 4 | 0.69186 | 1
88567 | 85LQ18 | Inscribtion plate, 18 x 18 mm, transparent, 5 | 1.9987 | 20
90937 | 85LQ25 | Inscribtion plate, 25 x 25 mm, transparent, 5 | 1.3837 | 20
88811 | 85TQ18 | Inscribtion plate, 18 x 18 mm, black, 5 | 0.69186 | 1
88593 | 86LQ18 | Inscribtion plate, 18 x 18 mm, transparent, 6 | 1.9987 | 20
90952 | 86LQ25 | Inscribtion plate, 25 x 25 mm, transparent, 6 | 1.9987 | 20
89069 | 86TQ18 | Inscribtion plate, 18 x 18 mm, black, 6 | 0.69186 | 1
90990 | 87LQ25 | Inscribtion plate, 25 x 25 mm, transparent, 7 | 2.0756 | 20
89107 | 87TQ18 | Inscribtion plate, 18 x 18 mm, black, 7 | 0.69186 | 1
91021 | 88LQ25 | Inscribtion plate, 25 x 25 mm, transparent, 8 | 1.9987 | 20
89165 | 88TQ18 | Inscribtion plate, 18 x 18 mm, black, 8 | 0.69186 | 1
91008 | 899LQ18 | Inscribtion plate, 18 x 18 mm, transparent, ON - OFF | 1.6143 | 20
89232 | 899TQ18 | Inscribtion plate, 18 x 18 mm, black, ON - OFF | 0.69186 | 1
91048 | 89LQ25 | Inscribtion plate, 25 x 25 mm, transparent, 89 | 11.3772 | 20
89205 | 89TQ18 | Inscribtion plate, 18 x 18 mm, black, 89 | 0.69186 | 1
38271 | 90SQ25 | Insert labels for label mount, white, 0-I | 0.46124 | 20
91045 | 911LQ18 | Inscribtion plate, 18 x 18 mm, transparent, movement direction | 1.6143 | 20
89778 | 911TQ18 | Inscribtion plate, 18 x 18 mm, black, movement direction | 0.69186 | 1
91088 | 912LQ18 | Inscribtion plate, 18 x 18 mm, transparent, movement direction | 2.0756 | 20
90181 | 912TQ18 | Inscribtion plate, 18 x 18 mm, black, movement direction | 0.69186 | 1
72300 | 93SQ25 | Insert labels for label mount, white, I-0-II | 1.845 | 20
144023 | AB30 | Spacer bolt | 3.0067 | #N/A
144024 | AB60 | #N/A | 2.9784 | #N/A
139523 | ACCESSORIES-BAT01X | Batteries | 81.0675 | 1
139809 | ACCESSORIES-HKS-IP65 | Touch panels accessories | 63.5353 | 1
139810 | ACCESSORIES-HKS-IP65-100 | #N/A | 1350.0506 | 1
139808 | ACCESSORIES-RES-TOUCH-PEN-10 | Spare touchpen to touch panels (set of 10 pcs.) | 74.1399 | 1
139837 | ACCESSORIES-TP-57-KG1 | Mounting accessories for XV100, XV200 | 18.4614 | 1
EMI3P-ADAPTER96 | Adapter 96mm x 96mm for EMI3P Meter |  | 50.2121 | #N/A
2290 | ADT125-110 | Spacers | 2.2851 | 10
2289 | ADT200-190 | Spacers | 2.4054 | 10
29477 | AE(+19MM)-T0 | Shaft extension | 2.6598 | 1
29505 | AE(+30MM)-T0 | Shaft extension | 7.1802 | 10
29780 | AE(+9MM)-P3 | Shaft extension | 2.9969 | 10
29799 | AE(+9MM)-T0 | Shaft extension | 2.6598 | 10
29766 | AE/I23E | Enclosure AE/I with transparent door | 172.5618 | 1
32139 | AE/I23E/T | Enclosure AE/I.../T with transparent door | 293.2783 | 1
2612 | AE/I43E/T | Enclosure AE/I.../T with transparent door | 406.1516 | 1
4985 | AE/I44E | Enclosure AE/I with transparent door | 504.9734 | 1
61937 | AE/I44E/T | Enclosure AE/I.../T with transparent door | 439.1657 | 1
65496 | AE-P3 | Shaft extension | 2.9969 | 1
72615 | AE-T0 | Shaft extension | 2.6598 | 1
187164 | AFDD-10/2/B/001 |  | 296.565 | 1
187165 | AFDD-10/2/B/001-A | #N/A | 395.42 | 1
187166 | AFDD-10/2/B/001-Li/A | #N/A | 411.2607 | 1
187167 | AFDD-10/2/B/003 | Arc Fault Detection Device + RCBO, In=10A, char.B, 10kA, Idn=0.03A, type AC | 322.7919 | 1
187168 | AFDD-10/2/B/003-A | Arc Fault Detection Device + RCBO, In=10A, char.B, 10kA, Idn=0.03A, type A | 376.5905 | 1
187169 | AFDD-10/2/B/003-Li/A | Arc Fault Detection Device + RCBO, In=10A, char.B, 10kA, Idn=0.03A, type LI/A | 391.6541 | 1
187170 | AFDD-10/2/C/001 |  | 296.565 | 1
187171 | AFDD-10/2/C/001-A | #N/A | 395.42 | 1
187172 | AFDD-10/2/C/001-Li/A | #N/A | 411.2607 | 1
187173 | AFDD-10/2/C/003 | Arc Fault Detection Device + RCBO, In=10A, char.C, 10kA, Idn=0.03A, type AC | 322.7919 | 1
187174 | AFDD-10/2/C/003-A | Arc Fault Detection Device + RCBO, In=10A, char.C, 10kA, Idn=0.03A, type A | 376.5905 | 1
187175 | AFDD-10/2/C/003-Li/A | Arc Fault Detection Device + RCBO, In=10A, char.C, 10kA, Idn=0.03A, type LI/A | 391.6541 | 1
187176 | AFDD-13/2/B/001 |  | 296.565 | 1
187177 | AFDD-13/2/B/001-A | #N/A | 376.5905 | 1
187178 | AFDD-13/2/B/001-Li/A | #N/A | 391.6541 | 1
187179 | AFDD-13/2/B/003 | Arc Fault Detection Device + RCBO, In=13A, char.B, 10kA, Idn=0.03A, type AC | 322.7919 | 1
187180 | AFDD-13/2/B/003-A | Arc Fault Detection Device + RCBO, In=13A, char.B, 10kA, Idn=0.03A, type A | 408.1794 | 1
187181 | AFDD-13/2/B/003-Li/A | Arc Fault Detection Device + RCBO, In=13A, char.B, 10kA, Idn=0.03A, type LI/A | 373.0039 | 1
187182 | AFDD-13/2/C/001 |  | 296.565 | 1
187183 | AFDD-13/2/C/001-A | #N/A | 376.5905 | 1
187184 | AFDD-13/2/C/001-Li/A | #N/A | 391.6541 | 1
187185 | AFDD-13/2/C/003 | Arc Fault Detection Device + RCBO, In=13A, char.C, 10kA, Idn=0.03A, type AC | 322.7919 | 1
187186 | AFDD-13/2/C/003-A | Arc Fault Detection Device + RCBO, In=13A, char.C, 10kA, Idn=0.03A, type A | 358.6576 | 1
187187 | AFDD-13/2/C/003-Li/A | Arc Fault Detection Device + RCBO, In=13A, char.C, 10kA, Idn=0.03A, type LI/A | 373.0039 | 1
187200 | AFDD-16/2/B/001 |  | 296.565 | 1
187201 | AFDD-16/2/B/001-A | #N/A | 376.5905 | 1
187202 | AFDD-16/2/B/001-Li/A | #N/A | 391.6541 | 1
187203 | AFDD-16/2/B/003 | Arc Fault Detection Device + RCBO, In=16A, char.B, 10kA, Idn=0.03A, type AC | 322.7919 | 1
187204 | AFDD-16/2/B/003-A | Arc Fault Detection Device + RCBO, In=16A, char.B, 10kA, Idn=0.03A, type A | 358.6576 | 1
187205 | AFDD-16/2/B/003-Li/A | Arc Fault Detection Device + RCBO, In=16A, char.B, 10kA, Idn=0.03A, type LI/A | 373.0039 | 1
187206 | AFDD-16/2/C/001 |  | 296.565 | 1
187207 | AFDD-16/2/C/001-A | #N/A | 376.5905 | 1
187208 | AFDD-16/2/C/001-Li/A | #N/A | 391.6541 | 1
187209 | AFDD-16/2/C/003 | Arc Fault Detection Device + RCBO, In=16A, char.C, 10kA, Idn=0.03A, type AC | 322.7919 | 1
187210 | AFDD-16/2/C/003-A | Arc Fault Detection Device + RCBO, In=16A, char.C, 10kA, Idn=0.03A, type A | 358.6576 | 1
187211 | AFDD-16/2/C/003-Li/A | Arc Fault Detection Device + RCBO, In=16A, char.C, 10kA, Idn=0.03A, type LI/A | 373.0039 | 1
187218 | AFDD-20/2/B/003 | Arc Fault Detection Device + RCBO, In=20A, char.B, 10kA, Idn=0.03A, type AC | 338.9314 | 1
187219 | AFDD-20/2/B/003-A | Arc Fault Detection Device + RCBO, In=20A, char.B, 10kA, Idn=0.03A, type A | 412.4563 | 1
187220 | AFDD-20/2/B/003-Li/A | Arc Fault Detection Device + RCBO, In=20A, char.B, 10kA, Idn=0.03A, type LI/A | 428.9545 | 1
187221 | AFDD-20/2/C/003 | Arc Fault Detection Device + RCBO, In=20A, char.C, 10kA, Idn=0.03A, type AC | 338.9314 | 1
187222 | AFDD-20/2/C/003-A | Arc Fault Detection Device + RCBO, In=20A, char.C, 10kA, Idn=0.03A, type A | 376.5905 | 1
187223 | AFDD-20/2/C/003-Li/A | Arc Fault Detection Device + RCBO, In=20A, char.C, 10kA, Idn=0.03A, type LI/A | 428.9545 | 1
187224 | AFDD-25/2/B/003 | Arc Fault Detection Device + RCBO, In=25A, char.B, 10kA, Idn=0.03A, type AC | 338.9314 | 1
187225 | AFDD-25/2/B/003-A | Arc Fault Detection Device + RCBO, In=25A, char.B, 10kA, Idn=0.03A, type A | 412.4563 | 1
187226 | AFDD-25/2/B/003-Li/A | Arc Fault Detection Device + RCBO, In=25A, char.B, 10kA, Idn=0.03A, type LI/A | 428.9545 | 1
187227 | AFDD-25/2/C/003 | Arc Fault Detection Device + RCBO, In=25A, char.C, 10kA, Idn=0.03A, type AC | 338.9314 | 1
187228 | AFDD-25/2/C/003-A | Arc Fault Detection Device + RCBO, In=25A, char.C, 10kA, Idn=0.03A, type A | 376.5905 | 1
187229 | AFDD-25/2/C/003-Li/A | Arc Fault Detection Device + RCBO, In=25A, char.C, 10kA, Idn=0.03A, type LI/A | 428.9545 | 1
187230 | AFDD-32/2/B/003 | Arc Fault Detection Device + RCBO, In=32A, char.B, 6kA, Idn=0.03A, type AC | 349.6912 | 1
187231 | AFDD-32/2/B/003-A | Arc Fault Detection Device + RCBO, In=32A, char.B, 6kA, Idn=0.03A, type A | 448.322 | 1
187232 | AFDD-32/2/B/003-Li/A | Arc Fault Detection Device + RCBO, In=32A, char.B, 6kA, Idn=0.03A, type LI/A | 466.2549 | 1
187233 | AFDD-32/2/C/003 | Arc Fault Detection Device + RCBO, In=32A, char.C, 6kA, Idn=0.03A, type AC | 349.6912 | 1
187234 | AFDD-32/2/C/003-A | Arc Fault Detection Device + RCBO, In=32A, char.C, 6kA, Idn=0.03A, type A | 414.0702 | 1
187235 | AFDD-32/2/C/003-Li/A | Arc Fault Detection Device + RCBO, In=32A, char.C, 6kA, Idn=0.03A, type LI/A | 466.2549 | 1
187236 | AFDD-40/2/B/003 | Arc Fault Detection Device + RCBO, In=40A, char.B, 6kA, Idn=0.03A, type AC | 349.6912 | 1
187237 | AFDD-40/2/B/003-A | Arc Fault Detection Device + RCBO, In=40A, char.B, 6kA, Idn=0.03A, type A | 448.322 | 1
187238 | AFDD-40/2/B/003-Li/A | Arc Fault Detection Device + RCBO, In=40A, char.B, 6kA, Idn=0.03A, type LI/A | 466.2549 | 1
187239 | AFDD-40/2/C/003 | Arc Fault Detection Device + RCBO, In=40A, char.C, 6kA, Idn=0.03A, type AC | 349.6912 | 1
187240 | AFDD-40/2/C/003-A | Arc Fault Detection Device + RCBO, In=40A, char.C, 6kA, Idn=0.03A, type A | 448.322 | 1
187241 | AFDD-40/2/C/003-Li/A | Arc Fault Detection Device + RCBO, In=40A, char.C, 6kA, Idn=0.03A, type LI/A | 466.2549 | 1
112919 | AFP-10-CS | Bottom Panels with Flange Openings, 3x F3A, W=1000 | 36.7425 | 1
112920 | AFP-12-CS | Bottom Panels with Flange Openings, 4x F3A, W=1200 | 50.8141 | 1
112914 | AFP-3-CS | Bottom Panels with Flange Openings, 1x F3A, W=300 | 22.9114 | 1
112915 | AFP-4-CS | Bottom Panels with Flange Openings, 1x F3A, W=400 | 28.8648 | 1
112916 | AFP-5-CS | Bottom Panels with Flange Openings, 1x F3A, W=500 | 26.3391 | 1
112917 | AFP-6-CS | Bottom Panels with Flange Openings, 2x F3A, W=600 | 26.2188 | 1
112918 | AFP-8-CS | Bottom Panels with Flange Openings, 3x F3A, W=800 | 27.0791 | 1
72899 | AGM2-01-PKZ0 | Trip-indicating auxiliary contacts, 0NO, 2NC | 25.9247 | 1
72898 | AGM2-10-PKZ0 | Trip-indicating auxiliary contacts, 2NO, 0NC | 25.7597 | 1
2305 | AH-GA | #N/A | 13.7183 | 1
269516 | AING4 | One-phase power supply unit, output voltage 24 AC, 10 DC, 24 DC V, LED signalization P=0,1kVA | 444.8361 | 1
269517 | AING8 | One-phase power supply unit, output voltage 24 AC, 10 DC, 24 DC V, LED signalization P=0,192kVA | 515.8405 | 1
79336 | AK16 | #N/A | 1.3757 | 50
138363 | AK300 | Connection terminal 95-300 mm² | 139.804 | 3
79614 | AK35 | #N/A | 2.8671 | 50
107199 | AKP1000 | SASY, Profile terminal, 1600A, 1000mm2, 51x20-42 | 137.6825 | 3
138366 | AKP1200 | SASY, Profile terminal, 2000A, 1200mm2, 64x20-42 | 150.4478 | 3
138367 | AKP1600 | Profile terminal 81x42 mm | 190.3573 | 3
138369 | AKP3600 | Profile terminal 101x45 mm | 266.3203 | 3
138364 | AKP750 | Profile terminal 51x28 mm | 112.5306 | 3
107198 | AKP800 | SASY, Profile terminal, 1600A, 800mm2, 41x20-42 | 114.3151 | 3
138365 | AKP900 | Profile terminal 64x28 mm | 114.0087 | 3
30851 | AK-PKZ0 | Lockable rotary handle | 9.1833 | 5
107208 | AKS1000 | SASY, Clamp terminal, 1600A, strip:(2x)10x50x1 | 160.4554 | 3
138375 | AKS1200 | SASY, Clamp terminal, 1600A (2x)60x10 mm, for 30x10 | 148.1342 | 3
138374 | AKS150 | Clamp terminal 35-150mm², for 12x5-20x10 | 29.1127 | 6
107195 | AKS185 | SASY, Clamp terminal, 500A, cable 90-185mm2 | 35.3114 | 6
138376 | AKS2000 | SASY, Clamp terminal, 1600A (2x)100x10 mm, for 30x10 | 229.11 | 3
107196 | AKS300 | SASY, Clamp terminal, 600A, cable 150-300mm2 | 46.2812 | 3
107197 | AKS-CU-BAND | SASY, Clamp terminal, 500A, strip:3x20-2x(10x32) | 46.2812 | 3
107194 | AKU120/10 | SASY,Uni.terminal,busbar:10mm,440A,cable:16-120mm2 | 9.6886 | 1
107190 | AKU120/5 | SASY,Univ.terminal,busbar:5mm,440A,cable:16-120mm2 | 8.9279 | 1
107191 | AKU16/10 | SASY,Uni.terminal,busbar:10mm,180A,cable:1,5-16mm2 | 2.2687 | 1
107187 | AKU16/5 | SASY,Univ.terminal,busbar:5mm,180A,cable:1,5-16mm2 | 2.2687 | 1
107192 | AKU35/10 | SASY,Uni.terminal,busbar:10mm,270A,cable:4-35mm2 | 3.5899 | 1
107188 | AKU35/5 | SASY,Univ.terminal,busbar:5mm,270A,cable:4-35mm2 | 3.6166 | 1
107193 | AKU70/10 | SASY,Uni.terminal,busbar:10mm,400A,cable:16-70mm2 | 4.137 | 1
107189 | AKU70/5 | SASY,Univ.terminal,busbar:5mm,400A,cable:16-70mm2 | 4.137 | 1
138361 | AKU-M10/10 | #N/A | 88.8894 | 6
138362 | AKU-M8/10 | #N/A | 70.4726 | 20
107963 | AM-195/54 | #N/A | 14.8622 | 1
275410 | AP-45 | Blind flange, 45mm cutouts (10 modules TE) sealable, white | 8.4075 | 1
275411 | AP-45-W | #N/A | 1.895 | 1
143981 | APH | #N/A | 1.1511 | #N/A
143981 | APH | #N/A | 1.1511 | #N/A
143983 | APH05 | #N/A | 1.3425 | #N/A
143983 | APH05 | #N/A | 1.3425 | #N/A
143982 | APHL | #N/A | 1.5561 | #N/A
143982 | APHL | #N/A | 1.5561 | #N/A
143984 | APHL05 | #N/A | 1.2082 | #N/A
143984 | APHL05 | #N/A | 1.2082 | #N/A
73184 | A-PKZ0(110V50HZ) | Shunt release, 110V/50Hz | 34.5989 | 1
73203 | A-PKZ0(110VDC) | Shunt release, 110V DC | 43.675 | 1
73195 | A-PKZ0(120V60HZ) | Shunt release, 120V/60Hz | 34.5989 | 1
73197 | A-PKZ0(208V60HZ) | Shunt release, 208V/60Hz | 34.5989 | 1
73186 | A-PKZ0(220V50HZ) | Shunt release, 220V/50Hz | 34.5989 | 1
73187 | A-PKZ0(230V50HZ) | Shunt release, 230V/50Hz | 34.1969 | 1
73188 | A-PKZ0(240V50HZ) | Shunt release, 240V/50Hz | 36.7082 | 1
73198 | A-PKZ0(240V60HZ) | Shunt release, 240V/60Hz | 34.5989 | 1
73181 | A-PKZ0(24V50HZ) | Shunt release, 24V/50Hz | 34.5989 | 1
73200 | A-PKZ0(24VDC) | Shunt release, 24V DC | 43.2243 | 1
73189 | A-PKZ0(380V50HZ) | Shunt release, 380V/50Hz | 35.1685 | 1
73190 | A-PKZ0(400V50HZ) | Shunt release, 400V/50Hz | 34.7836 | 1
73191 | A-PKZ0(415V50HZ) | Shunt release, 415V/50Hz | 35.9934 | 1
82164 | A-PKZ0(440V60HZ) | Shunt release, 440/60Hz | 34.5989 | 1
73199 | A-PKZ0(480V60HZ) | Shunt release, 480/60Hz | 36.2133 | 1
193386 | APW4-KLV | Surface-mounted box for slim and super-slim 4-row KLV | 94.5022 | 1
144026 | APWSVP | #N/A | 28.5701 | #N/A
144025 | APZB | #N/A | 5.2793 | 1
144025 | APZB | #N/A | 5.2793 | 1
46026 | AR-AT0 | Operating head AT0 | 4.843 | 1
88344 | AR-AT4 | Accessories AT4 | 29.5193 | 1
2302 | ARB-ID | Assembly bracket, for mounting frame profile, CI system | 34.8297 | 1
34856 | ARG-ATR | Accessories ATR | 7.3798 | 1
34857 | ARK-ATR | Accessories ATR | 7.2261 | 1
7052114FULL-0143X | AS/M/SB/9-60V/R/RL |  | 172.0286 | #N/A
131785 | ASAUXSC-SPM | Auxiliary contact unit for surge arresters, 1co cont. | 25.4616 | 1
167394 | ASBELL12 | Signal bell for DIN rail, Un=12V AC | 48.0885 | 1
167393 | ASBELL230 | Signal bell for DIN rail, Un=230V AC | 48.0885 | 1
167395 | ASBUZZ230 | Buzzer for DIN rail, Un=230V AC | 50.3737 | 1
149432 | ASCNH100CT100-5-05 | Current transformer, 100, 5A, 0.5 GK, 1VA | 163.8152 | 3
149434 | ASCNH100CT100-5-1 | Current transformer, 100, 5A, 1 GK, 1.5VA | 86.1813 | 3
149433 | ASCNH100CT150-5-05 | Current transformer, 150, 5A, 0.5 GK, 1.5VA | 163.8152 | 3
149435 | ASCNH100CT150-5-1 | Current transformer, 150, 5A, 1 GK, 2.5VA | 86.1813 | 3
149442 | ASCNH185CT150-5-05 | Current transformer, 150, 5A, 0.5 GK, 1.5VA | 114.9085 | 3
149448 | ASCNH185CT150-5-1 | Current transformer, 150, 5A, 1 GK, 2.5VA | 93.3792 | 3
149443 | ASCNH185CT250-5-05 | Current transformer, 250, 5A, 0.5 GK, 2.5VA | 114.9085 | 3
149449 | ASCNH185CT250-5-1 | Current transformer, 250, 5A, 1 GK, 3.75VA | 93.3792 | 3
149444 | ASCNH185CT300-5-05 | Current transformer, 300, 5A, 0.5 GK, 2.5VA | 114.9085 | 3
149450 | ASCNH185CT300-5-1 | Current transformer, 300, 5A, 1 GK, 3.75VA | 93.3792 | 3
149445 | ASCNH185CT400-5-05 | Current transformer, 400, 5A, 0.5 GK, 2.5VA | 114.9085 | 3
149451 | ASCNH185CT400-5-1 | Current transformer, 400, 5A, 1 GK, 5VA | 93.3792 | 3
149446 | ASCNH185CT500-5-05 | Current transformer, 500, 5A, 0.5 GK, 2.5VA | 114.9085 | 3
149452 | ASCNH185CT500-5-1 | Current transformer, 500, 5A, 1 GK, 5VA | 93.3792 | 3
149447 | ASCNH185CT600-5-05 | Current transformer, 600, 5A, 0.5 GK, 2.5VA | 114.9085 | 3
149453 | ASCNH185CT600-5-1 | Current transformer, 600, 5A, 1 GK, 5VA | 93.3792 | 3
131784 | ASLTT-63 | Interconnecting module for surge arresters, In=63A | 5.1389 | 1
149455 | ASNH100ACBB100 | #N/A | 90.372 | 1
149454 | ASNH100BABB100 | #N/A | 68.9679 | 1
149457 | ASNH100CT | Busbar terminal, size 00 | 8.9158 | 15
149459 | ASNH185 |  | 32.9507 | 1
149462 | ASNH185CP | Connection area cover | 129.4642 | 1
149458 | ASNH185CP100 |  | 24.5927 | 1
170267 | ASNH185CP123 |  | 23.5706 | 1
149460 | ASNH185HCK | Handle connection | 8.8538 | 10
149461 | ASNH185RK | Busbar run set | 370.4992 | 1
167425 | ASPC230 | Pulse Counter, Un=230V | 129.1461 | 1
185226 | ASPIFT00CSC | PVC-C Cable partition | 65.0726 | #N/A
185227 | ASPIFT1CSC | PVC-C Cable partition | 71.5737 | #N/A
185228 | ASPIFT23CSC | PVC-C Cable partition | 91.3865 | #N/A
149456 | ASPT70 | Clamp-type terminal set | 19.3175 | 1
MB 96039 | ASRD 14 3x125/5A 2.5VA cl.1 3x125 |  | 267.9406 | #N/A
MB 96040 | ASRD 14 3x150/5A 2.5VA cl.1 3x150 |  | 267.9406 | #N/A
MB 96044 | ASRD 14 3x150/5A 3.75VA cl.1 3x150 |  | 267.9406 | #N/A
MB D205-011 | ASRD 205.37 3x150/5A 1.25VA cl.1 3x150 |  | 177.0697 | #N/A
MB D205-014 | ASRD 205.37 3x160/5A 1.5VA cl.1 3x160 |  | 360.6803 | #N/A
MB D205-012 | ASRD 205.37 3x200/5A 1.5VA cl.1 3x200 |  | 177.0697 | #N/A
MB D205-013 | ASRD 205.37 3x250/5A 2.5VA cl.1 3x250 |  | 177.0697 | #N/A
MB D310-011 | ASRD 310.37 3x300/5A 3.75VA cl.1 3x300 |  | 240.4925 | #N/A
MB D310-012 | ASRD 310.37 3x400/5A 5VA cl.1 3x400 |  | 240.4925 | #N/A
MB D310-013 | ASRD 310.37 3x500/5A 5VA cl.1 3x500 |  | 240.4925 | #N/A
MB D310-014 | ASRD 310.37 3x600/5A 5VA cl.1 3x600 |  | 240.4925 | #N/A
2304 | AS-RS-CI | Cover, for empty bus-mounting fuse base spaces | 5.2317 | 1
167396 | ASSIR24 | Siren for DIN rail, Un=24V AC/DC | 110.94 | 1
17098 | AT0-02-1-IA | Limit switch, 2NC | 51.3473 | 1
5222 | AT0-02-1-IA/AR | Limit switch, 2NC | 64.1786 | 1
7595 | AT0-02-1-IA/H | Limit switch, 2NC | 76.9095 | 1
9968 | AT0-02-1-IA/R | Limit switch, 2NC | 75.4841 | 1
12341 | AT0-02-1-IA/RS | Limit switch, 2NC | 67.0294 | 1
17087 | AT0-02-1-IA/V | Limit switch, 2NC | 79.0902 | 1
19460 | AT0-02-1-IA/ZRS | Limit switch, 2NC | 84.9975 | 1
21833 | AT0-02-1-IA/ZS | Limit switch, 2NC | 81.9226 | 1
7606 | AT0-11-1-IA | Limit switch, 1NO 1NC | 60.7784 | 1
43188 | AT0-11-1-IA/R | Limit switch, 1NO 1NC | 75.6149 | 1
45561 | AT0-11-1-IA/RS | Limit switch, 1NO 1NC | 76.4605 | 1
50307 | AT0-11-1-IA/V | Limit switch, 1NO 1NC | 83.3022 | 1
52680 | AT0-11-1-IA/ZRS | Limit switch, 1NO 1NC | 94.2951 | 1
55053 | AT0-11-1-IA/ZS | Limit switch, 1NO 1NC | 91.5944 | 1
9979 | AT0-11-2-IA | Limit switch, 1NO 1NC | 62.9349 | 1
78783 | AT0-11-2-IA/AR | Limit switch, 1NO 1NC | 73.1024 | 1
205032 | AT0-11-2-IA/AR-AUSF.B | Limit switch, 1NO 1NC | 68.9512 | 1
81156 | AT0-11-2-IA/H | Limit switch, 1NO 1NC | 83.2294 | 1
83529 | AT0-11-2-IA/R | Limit switch, 1NO 1NC | 77.5367 | 1
85902 | AT0-11-2-IA/RS | Limit switch, 1NO 1NC | 78.3055 | 1
90648 | AT0-11-2-IA/V | Limit switch, 1NO 1NC | 85.4587 | 1
12352 | AT0-11-S-IA | Limit switch, 1NO 1NC | 70.9297 | 1
21832 | AT0-11-S-IA/AR | Limit switch, 1NO 1NC | 81.1538 | 1
24205 | AT0-11-S-IA/F | Limit switch, 1NO 1NC | 126.8934 | 1
26578 | AT0-11-S-IA/H | Limit switch, 1NO 1NC | 91.2242 | 1
28951 | AT0-11-S-IA/R | Limit switch, 1NO 1NC | 85.8431 | 1
31324 | AT0-11-S-IA/RS | Limit switch, 1NO 1NC | 86.6118 | 1
36070 | AT0-11-S-IA/V | Limit switch, 1NO 1NC | 93.5304 | 1
38443 | AT0-11-S-IA/ZRS | Limit switch, 1NO 1NC | 104.5233 | 1
225149 | AT0-11-S-IA-SOND940 | Limit switch, 1NO 1NC | 46.4841 | 50
14725 | AT0-20-1-IA | Limit switch, 2NO | 54.3453 | 1
64546 | AT0-20-1-IA/AR | Limit switch, 2NO | 64.5695 | 1
66919 | AT0-20-1-IA/H | Limit switch, 2NO | 76.9095 | 1
69292 | AT0-20-1-IA/R | Limit switch, 2NO | 75.4841 | 1
71665 | AT0-20-1-IA/RS | Limit switch, 2NO | 70.0275 | 1
76411 | AT0-20-1-IA/V | Limit switch, 2NO | 79.0902 | 1
78784 | AT0-20-1-IA/ZRS | Limit switch, 2NO | 87.9389 | 1
81157 | AT0-20-1-IA/ZS | Limit switch, 2NO | 84.7871 | 1
85925 | AT4/11-1/I/AR | Limit switch, 1NO 1NC | 93.1461 | 1
90671 | AT4/11-1/I/H | Limit switch, 1NO 1NC | 138.2706 | 1
34294 | AT4/11-1/I/RX-SOND926L | Limit switch, 1NO 1NC | 95.9823 | 1
34293 | AT4/11-1/I/RX-SOND926R | Limit switch, 1NO 1NC | 95.9823 | 1
5244 | AT4/11-1/I/S | Limit switch, 1NO 1NC | 93.2229 | 1
9990 | AT4/11-1/I/V | Limit switch, 1NO 1NC | 142.0374 | 1
17109 | AT4/11-1/IA/AR | Limit switch, 1NO 1NC | 102.3708 | 1
26601 | AT4/11-1/IA/R316 | Limit switch, 1NO 1NC | 123.0497 | 1
85926 | AT4/11-2/I/R316 | Limit switch, 1NO 1NC | 113.5174 | 1
21856 | AT4/11-2/IA/RS | Limit switch, 1NO 1NC | 119.8979 | 1
24229 | AT4/11-2/IA/S | Limit switch, 1NO 1NC | 102.0633 | 1
36982 | AT4/11-3/I/AR | Limit switch, 1NO 1NC | 94.1981 | 1
62197 | AT4/11-S/I/AR | Limit switch, 1NO 1NC | 101.2946 | 1
66943 | AT4/11-S/I/F | #N/A | 112.0568 | 1
71689 | AT4/11-S/I/F2 | Limit switch, 1NO 1NC | 122.5116 | 1
76435 | AT4/11-S/I/H | Limit switch, 1NO 1NC | 146.4191 | 1
81181 | AT4/11-S/I/R316 | Limit switch, 1NO 1NC | 129.6608 | 1
38292 | AT4/11-S/I/R416 | Limit switch, 1NO 1NC | 120.5898 | 1
85927 | AT4/11-S/I/RS | Limit switch, 1NO 1NC | 119.3598 | 1
75661 | AT4/11-S/I/RX | Limit switch, 1NO 1NC | 102.8321 | 1
226665 | AT4/11-S/I/RX-GVP | #N/A | 102.5246 | 40
90673 | AT4/11-S/I/S | Limit switch, 1NO 1NC | 101.4484 | 1
9992 | AT4/11-S/IA/F2 | Limit switch, 1NO 1NC | 131.0445 | 1
14738 | AT4/11-S/IA/H | Limit switch, 1NO 1NC | 156.2589 | 1
19484 | AT4/11-S/IA/R316 | Limit switch, 1NO 1NC | 131.2751 | 1
24230 | AT4/11-S/IA/RS | Limit switch, 1NO 1NC | 127.8927 | 1
69314 | ATB11-1 | Accessories AT4 - contact unit | 34.4918 | 1
69314 | ATB11-1 | Accessories AT4 - contact unit | 34.4918 | 1
71687 | ATB11-2 | Accessories AT4 - contact unit | 34.7225 | 1
77210 | ATB11-3 | Accessories AT4 - contact unit | 34.7993 | 1
74060 | ATB11-S | Accessories AT4 - contact unit | 42.7173 | 1
232237 | AT-COMBINATION-* | #N/A | 1.2426 | 1
210298 | ATR-11-2-IA | Limit switch, 1NO 1NC | 63.6268 | 1
200643 | ATR-11-S-IA-GVP | #N/A | 69.3396 | 50
6101137 | AUX1NO+1NC-BOX3 | Auxiliary switch set for DDC | 29.6573 | #N/A
1314300 | AUX1NO+1NCDMM/DCM | Auxiliary Switch 1NO+1NC | 43.1741 | #N/A
1314736 | AUX1NO+1NCDMV160-2000 | Auxiliary Switch 1NC+1NO | 48.8688 | #N/A
1314398 | AUX1NO+1NCDMV160N | Auxiliary Switch 1NO+1NC | 32.8635 | #N/A
1314301 | AUX2NO+2NCDMM/DCM | Auxiliary Switch 2NO+2NC | 58.5272 | #N/A
6098593 | AUXADAPTERDMV/QSA | Auxiliary Switch Adaptor DMV/QSA | 64.825 | 1
CH14-SPS | Auxiliary switch to work on CH141D | Microswitch 1-pole | 20.1414 | 3
CH14-TPS | Auxiliary switch to work on CH143D | Microswitch 3-pole | 22.5311 | 20
CH22-SPS | Auxiliary switch to work on CH221D | Microswitch 1-pole | 47.0454 | #N/A
CH22-TPS | Auxiliary switch to work on CH223D | Microswitch 3-pole | 50.5892 | #N/A
1319851 | AUXQM40/631NO+1NC | Auxiliary Switch QM 1NO+1NC | 25.3501 | #N/A
1319853 | AUXQM80/1001NO+1NC | Auxiliary Switch QM 1NO+1NC | 32.7255 | #N/A
1314369 | AUXSETDCM/DMM | Shaft Supporting Set DCM/DMM | 49.9726 | #N/A
36089 | AV/I23-125 | CI enclosures AV/I | 137.1077 | 1
43208 | AV/I23-150 | CI enclosures AV/I | 140.4753 | 1
45581 | AV/I43-200 | CI enclosures AV/I | 192.913 | 1
59819 | AV/I44-125 | CI enclosures AV/I | 209.8109 | 1
62192 | AV/I44-200 | CI enclosures AV/I | 221.2366 | 1
178915 | AVH-KLV | Set of connectors for side by side KLV mounting | 3.6081 | 1
98588 | AVS40 | Busbar link, for 3x40x10 | 227.9116 | 1
178916 | AVV-KLV | Set of connectors for on top of KLV mounting | 10.0425 | 1
89096 | AW3040L-K20 | Busbar terminal, for 2x30x10, 2x40x10 | 72.1018 | 1
91469 | AW30PEN-K20 | Busbar terminal, for 1x30x10 Cu bar | 114.3166 | 1
70242 | AZ-P3 | Rear mounting shaft P3 | 2.9239 | 1
82107 | AZ-T0 | Rear mounting shaft T0 | 2.9239 | 1
212059 | AZ-XAA(110-415VAC) | Opening release for AZ, Uc=110-415V | 35.4195 | 1
212061 | AZ-XAA(12-60VAC) | Opening release for AZ, Uc=12-60V | 38.7871 | 1
212067 | AZ-XHI11 | Auxilliary contact for AZ, 1no1nc | 25.6593 | 1
63961 | B3.0/2-PKZ0 | Interconnect.system, 2 starters without aux. cont. | 13.9057 | 1
220220 | B3.0/2-PKZ4 | 3-ph.commoning link PKZM4..w/o aux.cont. | 24.0214 | 1
232289 | B3.0/3-PKZ0 | Interconnect.system, 3 starters without aux. cont. | 16.3212 | 1
220221 | B3.0/3-PKZ4 | 3-ph.commoning link PKZM4..w/o aux.cont. | 31.5748 | 1
63960 | B3.0/4-PKZ0 | Interconnect.system, 4 starters without aux. cont. | 18.4431 | 1
292389 | B3.0/4-PKZ0-U | #N/A | 17.3488 | 100
220222 | B3.0/4-PKZ4 | 3-ph.commoning link PKZM4..w/o aux.cont. | 43.3825 | 1
232290 | B3.0/5-PKZ0 | Interconnect.system, 5 starters without aux. cont. | 20.0445 | 1
44945 | B3.1/2-PKZ0 | Interconnecting system, 2 starters w. aux. cont. | 13.7456 | 1
220223 | B3.1/2-PKZ4 | 3-phase comm.link PKZM4..f.1aux.cont. | 27.2253 | 1
44946 | B3.1/3-PKZ0 | Interconnecting system, 3 starters w. aux. cont. | 16.121 | 1
220224 | B3.1/3-PKZ4 | 3-phase comm.link PKZM4..f.1aux.cont. | 37.1935 | 1
44947 | B3.1/4-PKZ0 | Interconnecting system, 4 starters w. aux. cont. | 18.4431 | 1
220225 | B3.1/4-PKZ4 | 3-phase comm.link PKZM4..f.1aux.cont. | 67.5779 | 1
44948 | B3.1/5-PKZ0 | Interconnecting system, 5 starters w. aux. cont. | 19.8176 | 1
63963 | B3.2/2-PKZ0 | Interconnect. system, 2 starters w. 2x aux. cont. | 13.7456 | 1
63959 | B3.2/4-PKZ0 | Interconnect. system, 4 starters w. 2x aux. cont. | 18.0638 | 1
28144 | BA/C-NZ-22 | Notching tool, for create lock grooves | 1743.329 | 1
101482 | BBA0/2TS-L | Busbar adapter 45mm 2TS empty module | 37.3666 | 1
101451 | BBA0-25 | Busbar adapter 45mm 25A 1TS | 39.5552 | 1
101481 | BBA0-25/2TS | Busbar adapter 45mm 25A 2TS | 47.3622 | 1
101452 | BBA0-32 | Busbar adapter 45mm 32A 2TS | 47.9227 | 1
116708 | BBA0-32/2TS-C | Busbar adapter 45mm 25A 2TS | 69.8355 | 1
101455 | BBA0C-16 | Busbar adapter 45mm 16A 2TS Cage | 47.7759 | 1
142528 | BBA0K-32 | #N/A | 59.3995 | 1
142526 | BBA0L-25 | Busbar adapters for PKZ(PKE) + DS7 | 57.4912 | 1
142527 | BBA0L-32 | Busbar adapters for PKZ(PKE) + DS7 | 68.9147 | 1
101453 | BBA0R-25 | Busbar adapter 90mm 25A 1TS | 92.0152 | 1
101454 | BBA0R-32 | Busbar adapter 90mm 32A 2TS | 96.2323 | 1
101458 | BBA2-63 | Busbar adapter 72mm 63A 1TS | 74.106 | 1
116901 | BBA2-80/2TS-S | Busbar adapter 75mm 25A 2TS | 102.5846 | 4
101480 | BBA2L-63 | Busbar adapter 72mm 63A 2TS | 85.8097 | 1
101483 | BBA4/2TS-L | Busbar adapter 54mm 2TS empty module | 45.6006 | 1
101457 | BBA4-63 | Busbar adapter 55mm 63A 1TS | 71.3168 | 1
101459 | BBA4L-63 | Busbar adapter 55mm 63A 2TS | 76.8417 | 1
107207 | BBA-TP3/1000 | Adapter to connect cables to SASY,1600A,2x10x50x1 | 558.1056 | 1
138373 | BBA-TP3/100-C | Connection terminal board 3, 35-150mm2, 90mm, compact | 93.8631 | 1
107184 | BBA-TP3/120 | Adapter to connect cables to SASY,440A,35-120mm2 | 87.2599 | 1
107205 | BBA-TP3/16 | Adapter to connect cables to SASY,80A,1,5-16mm2 | 40.705 | 1
107185 | BBA-TP3/300 | Adapter to connect cables to SASY,560A,120-300mm2 | 190.3337 | 1
107183 | BBA-TP3/50 | Adapter to connect cables to SASY,300A,6-50mm2 | 63.2174 | 1
107186 | BBA-TP3/CU-BAND | Adapter to connect cables to SASY,800A,10x32x1 | 207.6134 | 1
138385 | BBA-TP4/300 | Incoming set, 4p, 560A, to 300mm² | 268.2157 | 1
138386 | BBA-TP4/CU-BAND | Terminal plate, 4p, copper band up to 32x20 mm, 800A | 268.2157 | 1
116903 | BBA-XLT-16-142 | Connection cable for BBA adapters | 3.5365 | 30
116902 | BBA-XLT-6-130 | Connection cable for BBA adapters | 2.7625 | 30
101484 | BBA-XSM | Busbar adapter lateral module 9x200mm | 11.7304 | 1
107172 | BBC-BT-NA | SASY, Lower cover for support BBS-3, length 1100mm | 102.3153 | 2
107209 | BBC-CS1 | Cover, 3p, B=228mm, complete | 67.7969 | 1
107180 | BBC-CS2-F | SASY, Busbar cover,modular,Front,length 1100mm | 62.986 | 1
107181 | BBC-CS2-T/B | SASY, Busbar cover,modular,Upper/Lower,len=1100mm | 22.4482 | 2
138377 | BBC-CS3 | Cover, 3p, B=270mm, complete | 51.6371 | 1
138387 | BBC-CS4 | Cover, 4p, B=228mm, complete | 82.2231 | 1
107176 | BBC-CS48/PR | SASY, Partition, height:48mm, length:2400mm | 98.9082 | 1
138384 | BBC-CS4-F | Shroud section, front, B=1100mm, for 4p | 82.5946 | 1
138383 | BBC-CS4-T/B | Shroud section for top and bottom, B=1100mm, for 4p | 39.2541 | 2
107177 | BBC-CS76/PR | SASY, partition, height:76mm, length:2400mm | 96.4016 | 1
107175 | BBC-CU-BAR/PR | SASY, Busbar cover, 2T shape, length 1000mm | 59.6046 | 5
107174 | BBC-FL10 | SASY, Busbar cover 12-30x10mm, length 1000mm | 35.1894 | 10
107173 | BBC-FL5 | SASY, Busbar cover 12-30x5mm, length 1000mm | 34.5465 | 10
107182 | BBC-MCS2 | SASY, Set of holders for cover BBC-CS2 | 20.4553 | 1
138382 | BBC-MCS4 | Set of support brackets, on the right left side, for busbar shroud, for 4p | 42.2879 | 1
107179 | BBC-MRCOV1 | SASY, Spare space cover holder | 12.0212 | 1
138372 | BBC-MRCOV3-C | Bracket for length profile, compact | 10.0921 | 10
107178 | BBC-RCOV1 | SASY, Spare space cover, modular, length 1100mm | 94.3054 | 2
138371 | BBC-RCOV3-C | Lengthwise cover, B=1.10m, compact | 84.0805 | 2
120805 | BB-EC/2+3P | End cover for busbar 63 A and 80A, 2,3-pole | 1.5428 | 10
168878 | BB-EV-EC/1P |  | 1.3817 | 40
168823 | BB-EV-EC/2-3P |  | 1.7764 | 20
168824 | BB-EV-EC/4P |  | 1.8238 | 20
168879 | BB-EV-EC/N |  | 1.3817 | 40
168826 | BB-EVF-10/1P-1MU |  | 40.2654 | 1
168830 | BB-EVF-10/1P-2MU |  | 53.6872 | 1
168834 | BB-EVF-10/1P-3MU |  | 56.4505 | 1
168838 | BB-EVF-10/2P-1MU |  | 59.2138 | 1
168840 | BB-EVF-10/2P-2MU |  | 70.2671 | 1
168842 | BB-EVF-10/3P-1MU |  | 76.5832 | 1
168846 | BB-EVF-10/3P-1MU/AUX |  | 108.9535 | 1
168848 | BB-EVF-10/3P-1MU2AUX |  | 104.2164 | 1
168844 | BB-EVF-10/3P-2MU |  | 93.9526 | 1
168850 | BB-EVF-10/3P-3MU |  | 106.5849 | 1
168828 | BB-EVF-10/N-1MU |  | 41.8444 | 1
168832 | BB-EVF-10/N-2MU |  | 54.8715 | 1
168836 | BB-EVF-10/N-3MU |  | 57.6348 | 1
168827 | BB-EVF-16/1P-1MU |  | 52.1082 | 1
168831 | BB-EVF-16/1P-2MU |  | 64.7405 | 1
168835 | BB-EVF-16/1P-3MU |  | 66.3195 | 1
168839 | BB-EVF-16/2P-1MU |  | 75.399 | 1
168841 | BB-EVF-16/2P-2MU |  | 89.6103 | 1
168843 | BB-EVF-16/3P-1MU |  | 101.0583 | 1
168847 | BB-EVF-16/3P-1MU/AUX |  | 140.1394 | 1
168849 | BB-EVF-16/3P-1MU2AUX |  | 134.6128 | 1
168845 | BB-EVF-16/3P-2MU |  | 121.9805 | 1
168851 | BB-EVF-16/3P-3MU |  | 137.7709 | 1
168829 | BB-EVF-16/N-1MU |  | 53.6872 | 1
168833 | BB-EVF-16/N-2MU |  | 66.3195 | 1
168837 | BB-EVF-16/N-3MU |  | 67.8985 | 1
168852 | BB-EVP-10/1P-1MU |  | 40.2654 | 1
168856 | BB-EVP-10/1P-2MU |  | 53.6872 | 1
168860 | BB-EVP-10/1P-3MU |  | 56.4505 | 1
168864 | BB-EVP-10/2P-1MU |  | 59.2138 | 1
168866 | BB-EVP-10/2P-2MU |  | 70.2671 | 1
168868 | BB-EVP-10/3P-1MU |  | 76.5832 | 1
168872 | BB-EVP-10/3P-1MU/AUX |  | 108.9535 | 1
168874 | BB-EVP-10/3P-1MU2AUX |  | 104.2164 | 1
168870 | BB-EVP-10/3P-2MU |  | 93.9526 | 1
168876 | BB-EVP-10/3P-3MU |  | 106.5849 | 1
168854 | BB-EVP-10/N-1MU |  | 41.8444 | 1
168858 | BB-EVP-10/N-2MU |  | 54.8715 | 1
168862 | BB-EVP-10/N-3MU |  | 57.6348 | 1
168853 | BB-EVP-16/1P-1MU |  | 52.1082 | 1
168857 | BB-EVP-16/1P-2MU |  | 64.7405 | 1
168861 | BB-EVP-16/1P-3MU |  | 66.3195 | 1
168865 | BB-EVP-16/2P-1MU |  | 75.399 | 1
168867 | BB-EVP-16/2P-2MU |  | 89.6103 | 1
168869 | BB-EVP-16/3P-1MU |  | 101.0583 | 1
168873 | BB-EVP-16/3P-1MU/AUX |  | 140.1394 | 1
168875 | BB-EVP-16/3P-1MU2AUX |  | 134.6128 | 1
168871 | BB-EVP-16/3P-2MU |  | 121.9805 | 1
168877 | BB-EVP-16/3P-3MU |  | 137.7709 | 1
168855 | BB-EVP-16/N-1MU |  | 53.6872 | 1
168859 | BB-EVP-16/N-2MU |  | 66.3195 | 1
168863 | BB-EVP-16/N-3MU |  | 67.8985 | 1
168825 | BB-EV-TE/35 |  | 11.6454 | 3
121999 | BB-IP/5 | Tag shrouds for busbar BB-UL. | 3.7659 | 10
107161 | BBS-1/FL | SASY, Busbar support 1 busbar PE/N | 9.6041 | 2
107165 | BBS-1/PR | SASY, Busbar support, 1-bus,2T-shape,N/PE, 1600A | 34.0194 | 2
107069 | BBS-2/FL | SASY, Busbar support 2 busbars PE+N | 24.3381 | 2
107066 | BBS-3/FL | SASY, Busbar support D=60mm, <630A, 3 busbars, IEC | 26.0095 | 2
107210 | BBS-3/FL-185 | SASY, Busbar support D=185mm, up to 2500A, IEC | 96.2725 | 1
138370 | BBS-3/FL-C | Busbar support 3p, for flat busbars | 17.5219 | 10
107067 | BBS-3/FL-NA | SASY, Busbar support D=60mm, <630A, 3 busbars, UL | 33.4665 | 2
107162 | BBS-3/PR | SASY, Busbar support, 3-busbars, 2T-shape, 1600A | 75.4444 | 3
138381 | BBS-4/FL | #N/A | 31.979 | 10
169831 | BB-S-PS | Sticker phase sequence | 2.929 | 5
107200 | BBT-CU12-20X5/10-150 | SASY, Busbar connection,12-20x5/10,630A,L=150mm | 39.7809 | 3
138379 | BBT-CU12-20X5/10-38 | Busbar assembly, 460A, 12-20x5/10, 38mm | 18.8943 | 12
107202 | BBT-CU20-30X5/10-150 | SASY, Busbar connection,20-30x5/10,630A,L=150mm | 67.1585 | 3
138380 | BBT-CU20-30X5/10-40 | Busbar assembly, 630A, 20-30x5/10, 40mm | 30.5908 | 6
107201 | BBT-CU20-30X5/10-95 | SASY, Busbar connection,20-30x5/10,630A,L=95mm | 54.1816 | 3
107204 | BBT-CU-BAR500/720-150 | SASY, Busbar connection,2T,1600A,L=150mm | 124.284 | 3
107203 | BBT-CU-BAR500/720-50 | SASY, Busbar connection,2T,1600A,L=50mm | 51.5259 | 6
121984 | BB-UL-18/1P-1,5M/37 | Busbar sliceable 1m, 1-pole, In=80A, 18mm2 | 44.1965 | 1
121981 | BB-UL-18/1P-1M/57 | Busbar sliceable 1m, 1-pole, In=80A, 18mm2 | 39.1164 | 1
121987 | BB-UL-18/2P+AS-2,5M/46 | Busbar sliceable 1m, 2-pole + aux.cont., In=80A, 18mm2 | 81.7889 | 1
121982 | BB-UL-18/2P-2M/56 | Busbar sliceable 1m, 2-pole, In=80A, 18mm2 | 80.2649 | 1
121985 | BB-UL-18/2P-3M/39 | Busbar sliceable 1m, 2-pole, In=80A, 18mm2 | 82.2969 | 1
121988 | BB-UL-18/3P+AS-3,5M/48 | Busbar sliceable 1m, 3-pole + aux.cont., In=80A, 18mm2 | 97.029 | 1
121983 | BB-UL-18/3P-3M/57 | Busbar sliceable 1m, 3-pole, In=80A, 18mm2 | 94.489 | 1
121986 | BB-UL-18/3P-4,5M/39 | Busbar sliceable 1m, 3-pole, In=80A, 18mm2 | 100.0771 | 1
121992 | BB-UL-25/1P-1,5M/37 | Busbar sliceable 1m, 1-pole, In=100A, 25mm2 | 47.7525 | 1
121989 | BB-UL-25/1P-1M/57 | Busbar sliceable 1m, 1-pole, In=100A, 25mm2 | 40.1324 | 1
121995 | BB-UL-25/2P+AS-2,5M/46 | Busbar sliceable 1m, 2-pole + aux.cont., In=100A, 25mm2 | 90.933 | 1
121990 | BB-UL-25/2P-2M/56 | Busbar sliceable 1m, 2-pole, In=100A, 25mm2 | 87.3769 | 1
121993 | BB-UL-25/2P-3M/39 | Busbar sliceable 1m, 2-pole, In=100A, 25mm2 | 89.409 | 1
121996 | BB-UL-25/3P+AS-3,5M/48 | Busbar sliceable 1m, 3-pole + aux.cont., In=100A, 25mm2 | 115.8252 | 1
121991 | BB-UL-25/3P-3M/57 | Busbar sliceable 1m, 3-pole, In=100A, 25mm2 | 108.2052 | 1
121994 | BB-UL-25/3P-4,5M/39 | Busbar sliceable 1m, 3-pole, In=100A, 25mm2 | 123.4453 | 1
122000 | BB-UL-EC/1 | End caps for busbar BB-UL., 1-pole | 0.76201 | 10
122001 | BB-UL-EC/3 | End caps for busbar BB-UL., 3-pole | 0.86361 | 10
121998 | BB-UL-TE/50 | Terminal for busbar BB-UL. (6-50mm2) | 9.3981 | 10
121997 | BB-UL-TEP/35 | Terminal for busbar BB-UL. (6-35mm2) | 7.8741 | 1
169823 | BB-UL-TEPA/35 | Terminal for busbar BB-UL. (6-50mm2) | 11.1761 | 10
186887 | BB-V-16/1P+N | Vertical busbar, 16mm², 1P+N | 18.0792 | #N/A
101559 | BC-A-2/26-TW |  | 78.7251 | 1
101568 | BC-A-3/39-TT | #N/A | 115.3484 | 1
101560 | BC-A-3/39-TW |  | 76.104 | 1
294869 | BC-CS-2/26 | #N/A | 38.3021 | 1
280347 | BC-O-1/12-ECO | Compact distribution board, SURFACE-mount, transparent plast. door, 1 row, 12 modules | 27.2952 | 1
281691 | BC-O-1/12-TW-ECO | Compact distribution board, SURFACE-mount, white plast. door, 1 row, 12 modules | 28.2466 | 1
280348 | BC-O-1/18-ECO | Compact distribution board, SURFACE-mount, transparent plast. door, 1 row, 18 modules | 42.4021 | 1
281692 | BC-O-1/18-TW-ECO | Compact distribution board, SURFACE-mount, white plast. door, 1 row, 18 modules | 44.0413 | 1
280345 | BC-O-1/5-ECO | Compact distribution board, SURFACE-mount, transparent plast. door, 1 row, 5 modules | 14.194 | 1
281649 | BC-O-1/5-TW-ECO | Compact distribution board, SURFACE-mount, white plast. door, 1 row, 5 modules | 14.2969 | 1
280346 | BC-O-1/8-ECO | Compact distribution board, SURFACE-mount, transparent plast. door, 1 row, 8 modules | 23.3996 | 1
281690 | BC-O-1/8-TW-ECO | Compact distribution board, SURFACE-mount, white plast. door, 1 row, 8 modules | 22.8596 | 1
280349 | BC-O-2/24-ECO | Compact distribution board, SURFACE-mount, transparent plast. door, 2 rows, 24 modules | 57.5475 | 1
281693 | BC-O-2/24-TW-ECO | Compact distribution board, SURFACE-mount, white plast. door, 2 rows, 24 modules | 58.0232 | 1
280350 | BC-O-2/36-ECO | Compact distribution board, SURFACE-mount, transparent plast. door, 2 rows, 36 modules | 91.7341 | 1
281694 | BC-O-2/36-TW-ECO | Compact distribution board, SURFACE-mount, white plast. door, 2 rows, 36 modules | 92.4026 | 1
284640 | BC-O-3/36-ECO | Compact distribution board, SURFACE-mount, transparent plast. door, 3 rows, 36 modules | 93.5469 | 1
284642 | BC-O-3/36-TW-ECO | Compact distribution board, SURFACE-mount, white plast. door, 3 rows, 36 modules | 93.8812 | 1
280351 | BC-O-3/54-ECO | Compact distribution board, SURFACE-mount, transparent plast. door, 3 rows, 54 modules | 135.2418 | 1
281695 | BC-O-3/54-TW-ECO | Compact distribution board, SURFACE-mount, white plast. door, 3 rows, 54 modules | 135.6147 | 1
280354 | BC-U-1/12-ECO | Xboard distrib.box, FLUSH-mounted, transp.plast.door | 25.2767 | 1
281698 | BC-U-1/12-TW-ECO | Xboard distrib.box, FLUSH-mounted, white plast.door | 26.7322 | 1
280355 | BC-U-1/18-ECO | Xboard distrib.box, FLUSH-mounted, transp.plast.door | 45.3463 | 1
281699 | BC-U-1/18-TW-ECO | Xboard distrib.box, FLUSH-mounted, white plast.door | 44.7806 | 1
280352 | BC-U-1/5-ECO | Xboard distrib.box, FLUSH-mounted, transp.plast.door | 14.464 | 1
281696 | BC-U-1/5-TW-ECO | Xboard distrib.box, FLUSH-mounted, white plast.door | 14.0269 | 1
280353 | BC-U-1/8-ECO | Xboard distrib.box, FLUSH-mounted, transp.plast.door | 20.8153 | 1
281697 | BC-U-1/8-TW-ECO | Xboard distrib.box, FLUSH-mounted, white plast.door | 21.0382 | 1
280356 | BC-U-2/24-ECO | Xboard distrib.box, FLUSH-mounted, transp.plast.door | 57.5475 | 1
281710 | BC-U-2/24-TW-ECO | Xboard distrib.box, FLUSH-mounted, white plast.door | 56.9175 | 1
280357 | BC-U-2/36-ECO | Xboard distrib.box, FLUSH-mounted, transp.plast.door | 91.7341 | 1
281711 | BC-U-2/36-TW-ECO | Xboard distrib.box, FLUSH-mounted, white plast.door | 90.8469 | 1
284641 | BC-U-3/36-ECO | Xboard distrib.box, FLUSH-mounted, transp.plast.door | 92.6469 | 1
284643 | BC-U-3/36-TW-ECO | Xboard distrib.box, FLUSH-mounted, white plast.door | 92.994 | 1
101591 | BCZ-A-BFS-H | Set of fixing screws | 7.6247 | 1
101590 | BCZ-A-KLT | Terminals N/PE support, no terminals, double | 8.1502 | 1
101574 | BCZ-A-TW-1/13 | White plastic door for BC-A, 1 row | 20.9177 | 1
101575 | BCZ-A-TW-2/26 | White plastic door for BC-A, 2 row | 26.8873 | 1
101576 | BCZ-A-TW-3/39 | White plastic door for BC-A, 3 row | 32.1502 | 1
101577 | BCZ-A-TW-4/52 | White plastic door for BC-A, 4 row | 37.1695 | 1
101578 | BCZ-A-TWS-1/13 | White plastic door+lock for BC-A, 1 row | 74.8141 | 1
101579 | BCZ-A-TWS-2/26 | White plastic door+lock for BC-A, 2 row | 79.8334 | 1
101580 | BCZ-A-TWS-3/39 | White plastic door+lock for BC-A, 3 row | 86.0344 | 1
101581 | BCZ-A-TWS-4/52 | White plastic door+lock for BC-A, 4 row | 91.0049 | 1
294905 | BCZ-CS-BO | Terminals N/PE support, no terminals, single | 2.8865 | 1
294908 | BCZ-CS-BO-B | Cover for terminals support BCZ-CS-BO blue | 2.225 | 1
116846 | BCZ-CS-BO-F1 | Term.support single-stage w. cage clamps | 11.3054 | #N/A
116847 | BCZ-CS-BO-F2 | Term.support double-stage w. cage clamps | 20.3858 | #N/A
294916 | BCZ-CS-BO-KL25 | #N/A | 7.4168 | 1
294909 | BCZ-CS-BO-KL4 | Terminals N/PE + support | 3.6081 | 1
294911 | BCZ-CS-BO-KL4-B | Cover for terminals support BCZ-CS-BO-KL4 blue | 1.8642 | 1
103160 | BCZ-CS-BO-KL4-T | Cover for terminals support BCZ-CS-BO-KL4 clear | 1.9243 | 1
103161 | BCZ-CS-BO-KL4-V | Cover for terminals support BCZ-CS-BO-KL4 freen | 1.9243 | 1
103139 | BCZ-CS-BO-T | Cover for terminals support BCZ-CS-BO clear | 2.0446 | 1
294907 | BCZ-CS-BO-V | Cover for terminals support BCZ-CS-BO freen | 2.225 | 1
294914 | BCZ-CS-CHP | Set of hinges | 2.132 | 1
294890 | BCZ-CS-PF-1/13 | Rear wall for for BC-A, 1 row | 8.8398 | 1
294891 | BCZ-CS-PF-2/26 | Rear wall for for BC-A, 2 row | 8.1176 | 1
294892 | BCZ-CS-PF-3/39 | Rear wall for for BC-A, 3 row | 11.4858 | 1
294893 | BCZ-CS-PF-4/52 | Rear wall for for BC-A, 4 row | 15.154 | 1
294875 | BCZ-CS-PO-2/26 | #N/A | 27.9737 | 1
267966 | BE5-0,16 | #N/A | 58.8547 | 140
290187 | BE5-32 | #N/A | 124.8851 | 140
106464 | BE5-AK | #N/A | 14.1873 | 120
106457 | BE5-CI-K2-G | #N/A | 15.0578 | 40
106458 | BE5-CI-K2-GR | #N/A | 20.138 | 40
106466 | BE5-H | #N/A | 47.5979 | 40
106465 | BE5-PL | #N/A | 1.9246 | 120
106467 | BE5-RH | #N/A | 53.4212 | 40
275200 | BEL01 | Fastening clamp with conductive connection (green) | 8.7278 | 1
275199 | BEL12 | Fastening clamp full-plastic (white) | 5.3726 | 1
275201 | BEL12A | Fastening clamp full-plastic, loss-free screw | 2.3136 | 1
113685 | BF-O-2/48-C | Xboard distrib.box, SURFACE, white door, N/PE termin | 318.5409 | 1
113686 | BF-O-2/48-G-C | Xboard distrib.box, SURFACE, grey door, N/PE termin | 317.1473 | 1
283031 | BF-O-3/72-C | Xboard distrib.box, SURFACE, white door, N/PE termin | 308.059 | 1
283044 | BF-O-3/72-G-C | Xboard distrib.box, SURFACE, grey door, N/PE termin | 306.8331 | 1
103091 | BF-O-4/132-C | Xboard distrib.box, SURFACE, white door, N/PE termin | 746.0105 | 1
103094 | BF-O-4/132-G-C | Xboard distrib.box, SURFACE, grey door, N/PE termin | 732.8944 | 1
283032 | BF-O-4/96-C | Xboard distrib.box, SURFACE, white door, N/PE termin | 334.8842 | 1
283045 | BF-O-4/96-G-C | Xboard distrib.box, SURFACE, grey door, N/PE termin | 331.583 | 1
283033 | BF-O-5/120-C | Xboard distrib.box, SURFACE, white door, N/PE termin | 368.7361 | 1
283046 | BF-O-5/120-G-C | Xboard distrib.box, SURFACE, grey door, N/PE termin | 367.015 | 1
103092 | BF-O-5/165-C | Xboard distrib.box, SURFACE, white door, N/PE termin | 833.0682 | 1
103095 | BF-O-5/165-G-C | Xboard distrib.box, SURFACE, grey door, N/PE termin | 823.1305 | 1
283034 | BF-O-6/144-C | Xboard distrib.box, SURFACE, white door, N/PE termin | 394.125 | 1
283047 | BF-O-6/144-G-C | Xboard distrib.box, SURFACE, grey door, N/PE termin | 393.1291 | 1
103093 | BF-O-6/198-C | Xboard distrib.box, SURFACE, white door, N/PE termin | 848.6166 | 1
103096 | BF-O-6/198-G-C | Xboard distrib.box, SURFACE, grey door, N/PE termin | 735.9498 | 1
113687 | BF-OT-2/48-C | Distrib.box, SURFACE mount, white, glass door, N/PE | 341.9278 | 1
113688 | BF-OT-2/48-G-C | Distrib.box, SURFACE mount, grey, glass door, N/PE | 401.6551 | 1
103103 | BF-OT-3/72-C | Distrib.box, SURFACE mount, white, glass door, N/PE | 389.8255 | 1
103110 | BF-OT-3/72-G-C | Distrib.box, SURFACE mount, grey, glass door, N/PE | 384.1207 | 1
103107 | BF-OT-4/132-C | Distrib.box, SURFACE mount, white, glass door, N/PE | 522.26 | 1
103114 | BF-OT-4/132-G-C | Distrib.box, SURFACE mount, grey, glass door, N/PE | 526.0487 | 1
103104 | BF-OT-4/96-C | Distrib.box, SURFACE mount, white, glass door, N/PE | 435.4238 | 1
103111 | BF-OT-4/96-G-C | Distrib.box, SURFACE mount, grey, glass door, N/PE | 389.8255 | 1
103105 | BF-OT-5/120-C | Distrib.box, SURFACE mount, white, glass door, N/PE | 486.6377 | 1
103112 | BF-OT-5/120-G-C | Distrib.box, SURFACE mount, grey, glass door, N/PE | 479.5162 | 1
103108 | BF-OT-5/165-C | Distrib.box, SURFACE mount, white, glass door, N/PE | 590.4703 | 1
103115 | BF-OT-5/165-G-C | Distrib.box, SURFACE mount, grey, glass door, N/PE | 598.4904 | 1
103106 | BF-OT-6/144-C | Distrib.box, SURFACE mount, white, glass door, N/PE | 555.795 | 1
103113 | BF-OT-6/144-G-C | Distrib.box, SURFACE mount, grey, glass door, N/PE | 547.6614 | 1
103109 | BF-OT-6/198-C | Distrib.box, SURFACE mount, white, glass door, N/PE | 662.3261 | 1
103116 | BF-OT-6/198-G-C | Distrib.box, SURFACE mount, grey, glass door, N/PE | 672.5466 | 1
2317 | BFS-PT3 | Fixing kit, mounting rail, for 250mm side length | 34.1255 | 1
2318 | BFS-PT4 | Fixing kit, mounting rail, for 375mm side length | 59.6393 | 1
113689 | BF-U-2/48-C | Xboard distrib.box, FLUSH, white door, N/PE terminals | 335.8633 | 1
113690 | BF-U-2/48-G-C | Xboard distrib.box, FLUSH, grey door, N/PE terminals | 358.61 | 1
182464 | BF-U-2S-2/48-100 | Distribution board BF double-step, FLUSH, white door, N/PE terminals, depth = 100mm | 245.3051 | 1
182465 | BF-U-2S-3/72-100 | Distribution board BF double-step, FLUSH, white door, N/PE terminals, depth = 100mm | 283.4152 | 1
182469 | BF-U-2S-4/132-100 | Distribution board BF double-step, FLUSH, white door, N/PE terminals, depth = 100mm | 393.2466 | 1
182466 | BF-U-2S-4/96-100 | Distribution board BF double-step, FLUSH, white door, N/PE terminals, depth = 100mm | 342.3475 | 1
182467 | BF-U-2S-5/120-100 | Distribution board BF double-step, FLUSH, white door, N/PE terminals, depth = 100mm | 364.7765 | 1
182470 | BF-U-2S-5/165-100 | Distribution board BF double-step, FLUSH, white door, N/PE terminals, depth = 100mm | 424.7371 | 1
182468 | BF-U-2S-6/144-100 | Distribution board BF double-step, FLUSH, white door, N/PE terminals, depth = 100mm | 417.218 | 1
182471 | BF-U-2S-6/198-100 | Distribution board BF double-step, FLUSH, white door, N/PE terminals, depth = 100mm | 470.8162 | 1
283048 | BF-U-3/72-C | Xboard distrib.box, FLUSH, white door, N/PE terminals | 276.9065 | 1
283056 | BF-U-3/72-G-C | Xboard distrib.box, FLUSH, grey door, N/PE terminals | 289.0493 | 1
103097 | BF-U-4/132-C | Xboard distrib.box, FLUSH, white door, N/PE terminals | 650.3626 | 1
103100 | BF-U-4/132-G-C | Xboard distrib.box, FLUSH, grey door, N/PE terminals | 683.2159 | 1
283049 | BF-U-4/96-C | Xboard distrib.box, FLUSH, white door, N/PE terminals | 300.9279 | 1
283057 | BF-U-4/96-G-C | Xboard distrib.box, FLUSH, grey door, N/PE terminals | 300.9279 | 1
283050 | BF-U-5/120-C | Xboard distrib.box, FLUSH, white door, N/PE terminals | 352.9683 | 1
283058 | BF-U-5/120-G-C | Xboard distrib.box, FLUSH, grey door, N/PE terminals | 344.3593 | 1
103098 | BF-U-5/165-C | Xboard distrib.box, FLUSH, white door, N/PE terminals | 458.0975 | 1
103101 | BF-U-5/165-G-C | Xboard distrib.box, FLUSH, grey door, N/PE terminals | 458.0975 | 1
283051 | BF-U-6/144-C | Xboard distrib.box, FLUSH, white door, N/PE terminals | 364.1789 | 1
283059 | BF-U-6/144-G-C | Xboard distrib.box, FLUSH, grey door, N/PE terminals | 372.7542 | 1
103099 | BF-U-6/198-C | Xboard distrib.box, FLUSH, white door, N/PE terminals | 570.5851 | 1
103102 | BF-U-6/198-G-C | Xboard distrib.box, FLUSH, grey door, N/PE terminals | 865.5122 | 1
113691 | BF-UT-2/48-C | Distrib.box, FLUSH mount, white, glass door, N/PE term | 367.4029 | 1
113692 | BF-UT-2/48-G-C | Distrib.box, FLUSH mount, grey, glass door, N/PE term | 381.6219 | 1
182472 | BF-UT-2S-2/48-100 | Distribution board BF double-step, FLUSH, glass door, N/PE terminals, depth = 100mm | 317.6049 | 1
182473 | BF-UT-2S-3/72-100 | Distribution board BF double-step, FLUSH, glass door, N/PE terminals, depth = 100mm | 377.6298 | 1
182477 | BF-UT-2S-4/132-100 | Distribution board BF double-step, FLUSH, glass door, N/PE terminals, depth = 100mm | 488.0396 | 1
182474 | BF-UT-2S-4/96-100 | Distribution board BF double-step, FLUSH, glass door, N/PE terminals, depth = 100mm | 442.796 | 1
182475 | BF-UT-2S-5/120-100 | Distribution board BF double-step, FLUSH, glass door, N/PE terminals, depth = 100mm | 466.5746 | 1
182478 | BF-UT-2S-5/165-100 | Distribution board BF double-step, FLUSH, glass door, N/PE terminals, depth = 100mm | 532.3835 | 1
182476 | BF-UT-2S-6/144-100 | Distribution board BF double-step, FLUSH, glass door, N/PE terminals, depth = 100mm | 522.6793 | 1
182479 | BF-UT-2S-6/198-100 | Distribution board BF double-step, FLUSH, glass door, N/PE terminals, depth = 100mm | 583.7324 | 1
103117 | BF-UT-3/72-C | Distrib.box, FLUSH mount, white, glass door, N/PE term | 379.8633 | 1
103124 | BF-UT-3/72-G-C | Distrib.box, FLUSH mount, grey, glass door, N/PE term | 364.2657 | 1
103121 | BF-UT-4/132-C | Distrib.box, FLUSH mount, white, glass door, N/PE term | 493.5385 | 1
103128 | BF-UT-4/132-G-C | Distrib.box, FLUSH mount, grey, glass door, N/PE term | 498.7203 | 1
103118 | BF-UT-4/96-C | Distrib.box, FLUSH mount, white, glass door, N/PE term | 428.2227 | 1
103125 | BF-UT-4/96-G-C | Distrib.box, FLUSH mount, grey, glass door, N/PE term | 421.956 | 1
103119 | BF-UT-5/120-C | Distrib.box, FLUSH mount, white, glass door, N/PE term | 480.9093 | 1
103126 | BF-UT-5/120-G-C | Distrib.box, FLUSH mount, grey, glass door, N/PE term | 464.6086 | 1
103122 | BF-UT-5/165-C | Distrib.box, FLUSH mount, white, glass door, N/PE term | 563.0638 | 1
103129 | BF-UT-5/165-G-C | Distrib.box, FLUSH mount, grey, glass door, N/PE term | 570.459 | 1
103120 | BF-UT-6/144-C | Distrib.box, FLUSH mount, white, glass door, N/PE term | 541.8546 | 1
103127 | BF-UT-6/144-G-C | Distrib.box, FLUSH mount, grey, glass door, N/PE term | 525.1113 | 1
103123 | BF-UT-6/198-C | Distrib.box, FLUSH mount, white, glass door, N/PE term | 635.0628 | 1
103130 | BF-UT-6/198-G-C | Distrib.box, FLUSH mount, grey, glass door, N/PE term | 644.6583 | 1
182480 | BF-UTM-2S-2/48-100 | Distribution board BF double-step, FLUSH, glass door, multimedia version, depth = 100mm | 317.0265 | 1
182481 | BF-UTM-2S-3/72-100 | Distribution board BF double-step, FLUSH, glass door, multimedia version, depth = 100mm | 360.9205 | 1
182482 | BF-UTM-2S-4/96-100 | Distribution board BF double-step, FLUSH, glass door, multimedia version, depth = 100mm | 409.3775 | 1
182483 | BF-UTM-2S-5/120-100 | Distribution board BF double-step, FLUSH, glass door, multimedia version, depth = 100mm | 458.6698 | 1
25340 | BFW-AT4 | Accessories AT4 | 0.63971 | 1
101665 | BFZ-DES | Earthing set for CS box | 5.8328 | 1
283101 | BFZ-DINS-2/48 | Frame with DIN rails, 24TE/row, 2-rows | 36.5073 | 1
283102 | BFZ-DINS-3/72 | Frame with DIN rails, 24TE/row, 3-rows | 32.4146 | 1
240753 | BFZ-DINS-4/132 | Frame with DIN rails, 33TE/row, 4-rows | 40.4879 | 1
283103 | BFZ-DINS-4/96 | Frame with DIN rails, 24TE/row, 4-rows | 51.8445 | 1
283104 | BFZ-DINS-5/120 | Frame with DIN rails, 24TE/row, 5-rows | 60.3073 | 1
240754 | BFZ-DINS-5/165 | Frame with DIN rails, 33TE/row, 5-rows | 47.9428 | 1
283105 | BFZ-DINS-6/144 | Frame with DIN rails, 24TE/row, 6-rows | 70.7882 | 1
240755 | BFZ-DINS-6/198 | Frame with DIN rails, 33TE/row, 6-rows | 56.0404 | 1
293625 | BFZ-FLP-BL | Flange plate blind (replacement for 2K-flange), white | 3.4502 | 1
113693 | BFZ-FLP-BL-G | Flange plate blind (replacement for 2K-flange), gray | 10.2726 | 1
286106 | BFZ-FP-0+/BL | Cover plate, white, 24TE/row, no cutout, side | 22.0424 | 1
113694 | BFZ-FP-0+/BL-G | Cover plate, Gray, 24TE/row, no cutout, side | 42.262 | 1
285650 | BFZ-FP-1/24 | Cover plate, white, 24TE/row, 1-row | 24.0604 | 1
116883 | BFZ-FP-1/24-G | Cover plate, Gray, 24TE/row, 1-row | 21.1437 | 1
240748 | BFZ-FP-1/33 | Cover plate, white, 33TE/row, 1-row | 26.8336 | 1
116884 | BFZ-FP-1/33-G | Cover plate, Gray, 33TE/row, 1-row | 22.6861 | 1
293626 | BFZ-FP-1/BL | Cover plate, white, 24TE/row, no cutout, 1-row | 26.6123 | 1
293627 | BFZ-FP-1/BL3 | Cover plate, white, 33TE/row, no cutout, 1-row | 28.6043 | 1
113697 | BFZ-FP-1/BL3-G | Cover plate, Gray, 33TE/row, no cutout, 1-row | 58.6148 | 1
113695 | BFZ-FP-1/BL-G | Cover plate, Gray, 24TE/row, no cutout, 1-row | 55.438 | 1
283061 | BFZ-FP-1+/24 | Cover plate, white, 24TE/row, 1-row, side | 36.4917 | 1
283066 | BFZ-FP-1+/24-G | Cover plate, Gray, 24TE/row, 1-row, side | 18.6833 | 1
240749 | BFZ-FP-1+/33 | Cover plate, white, 33TE/row, 1-row, side | 29.6397 | 1
116885 | BFZ-FP-1+/33-G | Cover plate, Gray, 33TE/row, 1-row, side | 29.8196 | 1
286105 | BFZ-FP-1+/BL | Cover plate, white, 24TE/row, no cutout, 1-row, side | 28.3319 | 1
240752 | BFZ-FP-1+/BL3 | Cover plate, white, 33TE/row, no cutout, 1-row, side | 33.2029 | 1
113698 | BFZ-FP-1+/BL3-G | Cover plate, Gray, 33TE/row, no cutout, 1-row, side | 61.775 | 1
113696 | BFZ-FP-1+/BL-G | Cover plate, Gray, 24TE/row, no cutout, 1-row, side | 52.9538 | 1
283060 | BFZ-FP-2/48 | Cover plate, white, 24TE/row, 2-row | 39.5995 | 1
283065 | BFZ-FP-2/48-G | Cover plate, Gray, 24TE/row, 2-row | 20.4019 | 1
240750 | BFZ-FP-2/66 | Cover plate, white, 33TE/row, 2-row | 43.0041 | 1
283062 | BFZ-FP-2+/48 | Cover plate, white, 24TE/row, 2-row, side | 39.9185 | 1
283067 | BFZ-FP-2+/48-G | Cover plate, Gray, 24TE/row, 2-row, side | 21.5216 | 1
240751 | BFZ-FP-2+/66 | Cover plate, white, 33TE/row, 2-row, side | 46.1679 | 1
283064 | BFZ-FP-2++/48 | Cover plate, white, 24TE/row, 2-row, side | 26.8206 | 1
283069 | BFZ-FP-2++/48-G | Cover plate, Gray, 24TE/row, 2-row, side | 26.4951 | 1
283063 | BFZ-FP-3+/72 | Cover plate, white, 24TE/row, 3-row, side | 45.3998 | 1
283068 | BFZ-FP-3+/72-G | Cover plate, Gray, 24TE/row, 3-row, side | 24.3729 | 1
182487 | BFZ-HWS | Hollow-wall set for BF-…-2S- | 7.1336 | 1
182488 | BFZ-KH | Cable retainer for organized wiring inside for BF-…-2S-… | 10.2826 | 1
285232 | BFZ-KKW-60 | Mounting set for cable duct for BF distribution box | 8.0722 | 1
182485 | BFZ-KTH-KSK | Support bracket for KSK-KLV terminal for BF-…-2S-… | 5.5269 | 1
182486 | BFZ-KTH-SK | Support bracket for SK-KLV terminal for BF-…-2S-… | 5.5269 | 1
285233 | BFZ-NZM1-SET | NZM1 mounting kit, 24TE/row, white | 56.8063 | 1
293628 | BFZ-NZM1-SET/33 | NZM1 mounting kit, 33TE/row, white | 58.065 | 1
113699 | BFZ-NZM1-SET/33-G | NZM1 mounting kit, 33TE/row, Gray | 107.2955 | 1
285234 | BFZ-NZM1-SET-G | NZM1 mounting kit, 24TE/row, Gray | 49.2419 | 1
285649 | BFZ-O-ITMPL-1+/24 | Mounting plate, 24TE/row, for distribution box BF-O (SURFACE mounting) | 47.4823 | 1
240769 | BFZ-O-ITMPL-1+/33 | Mounting plate, 33TE/row, for distribution box BF-O (SURFACE mounting) | 49.2015 | 1
285643 | BFZ-OTR-2/48 | Deep door for RMQ devices mounting, 24TE/row, 2-rows | 60.737 | 1
285644 | BFZ-OTR-3/72 | Deep door for RMQ devices mounting, 24TE/row, 3-rows | 113.8705 | 1
285645 | BFZ-OTR-4/96 | Deep door for RMQ devices mounting, 24TE/row, 4-rows | 119.6512 | 1
285646 | BFZ-OTR-5/120 | Deep door for RMQ devices mounting, 24TE/row, 5-rows | 168.0455 | 1
285647 | BFZ-OTR-6/144 | Deep door for RMQ devices mounting, 24TE/row, 6-rows | 173.006 | 1
283070 | BFZ-OTS-2/48 | Spare door, dist.box SURFACE, white, 24TE/row, 2-rows | 31.9243 | 1
283071 | BFZ-OTS-3/72 | Spare door, dist.box FLUSH, white, 24TE/row, 3-rows | 71.9938 | 1
283075 | BFZ-OTS-3/72-G | Spare door, dist.box FLUSH, grey, 24TE/row, 3-rows | 49.2015 | 1
240756 | BFZ-OTS-4/132 | Spare door, dist.box SURFACE, white, 33TE/row, 4-rows | 68.5228 | 1
283072 | BFZ-OTS-4/96 | Spare door, dist.box FLUSH, white, 24TE/row, 4-rows | 77.2121 | 1
283076 | BFZ-OTS-4/96-G | Spare door, dist.box FLUSH, grey, 24TE/row, 4-rows | 52.7299 | 1
283073 | BFZ-OTS-5/120 | Spare door, dist.box FLUSH, white, 24TE/row, 5-rows | 82.6023 | 1
283077 | BFZ-OTS-5/120-G | Spare door, dist.box FLUSH, grey, 24TE/row, 5-rows | 58.0419 | 1
240757 | BFZ-OTS-5/165 | Spare door, dist.box SURFACE, white, 33TE/row, 5-rows | 76.7252 | 1
283074 | BFZ-OTS-6/144 | Spare door, dist.box FLUSH, white, 24TE/row, 6-rows | 85.701 | 1
283078 | BFZ-OTS-6/144-G | Spare door, dist.box FLUSH, grey, 24TE/row, 6-rows | 65.4241 | 1
240758 | BFZ-OTS-6/198 | Spare door, dist.box SURFACE, white, 33TE/row, 6-rows | 86.2036 | 1
283079 | BFZ-OTT-2/48 | Transparent door, dist.box SURFACE, 24TE/row, 2-rows | 61.4661 | 1
283080 | BFZ-OTT-3/72 | Transparent door, dist.box SURFACE, 24TE/row, 3-rows | 142.7944 | 1
240762 | BFZ-OTT-4/132 | Transparent door, dist.box SURFACE, 33TE/row, 4-rows | 146.4458 | 1
283081 | BFZ-OTT-4/96 | Transparent door, dist.box SURFACE, 24TE/row, 4-rows | 158.9156 | 1
283082 | BFZ-OTT-5/120 | Transparent door, dist.box SURFACE, 24TE/row, 5-rows | 181.8678 | 1
240763 | BFZ-OTT-5/165 | Transparent door, dist.box SURFACE, 33TE/row, 5-rows | 169.9464 | 1
283083 | BFZ-OTT-6/144 | Transparent door, dist.box SURFACE, 24TE/row, 6-rows | 204.7572 | 1
240764 | BFZ-OTT-6/198 | Transparent door, dist.box SURFACE, 33TE/row, 6-rows | 188.9552 | 1
293621 | BFZ-SP-24 | Horizontal partition, (24TE/row), white | 11.6787 | 1
113700 | BFZ-SP-24-G | Horizontal partition, (24TE/row), grey | 26.5602 | 1
293622 | BFZ-SP-33 | Horizontal partition, (33TE/row), white | 12.8895 | 1
113701 | BFZ-SP-33-G | Horizontal partition, (33TE/row), grey | 28.6173 | 1
293629 | BFZ-TS-KL11 | Terminal set N or PE for BF, 2x (2x25mm2 + 9x16mm2) | 8.7753 | 1
293630 | BFZ-TS-KL15 | Terminal set N or PE for BF, 2x (2x25mm2 + 13x16mm2) | 9.6606 | 1
293631 | BFZ-TS-KL29 | Terminal set N or PE for BF, 2x (2x25mm2 + 27x16mm2) | 16.0924 | 1
293632 | BFZ-TS-KL45 | Terminal set N or PE for BF, 2x (2x25mm2 + 43x16mm2) | 21.4044 | 1
293633 | BFZ-TS-KL60 | Terminal set N or PE for BF, 2x (2x25mm2 + 58x16mm2) | 28.8647 | 1
293634 | BFZ-TS-KL76 | Terminal set N or PE for BF, 2x (2x25mm2 + 74x16mm2) | 35.3616 | 1
113702 | BFZ-TS-N/PE-KL29 | Terminal set N+PE for BF, 2x (2x25mm2 + 27x16mm2) | 61.1276 | 1
113703 | BFZ-TS-N/PE-KL45 | Terminal set N+PE for BF, 2x (2x25mm2 + 43x16mm2) | 80.0713 | 1
113704 | BFZ-TS-N/PE-KL60 | Terminal set N+PE for BF, 2x (2x25mm2 + 58x16mm2) | 108.4933 | 1
113705 | BFZ-TS-N/PE-KL76 | Terminal set N+PE for BF, 2x (2x25mm2 + 74x16mm2) | 185.6482 | 1
285648 | BFZ-U-ITMPL-1+/24 | Mounting plate, 24TE/row, for distribution box BF-U (FLUSH mounting) | 47.7381 | 1
240768 | BFZ-U-ITMPL-1+/33 | Mounting plate, 33TE/row, for distribution box BF-U (FLUSH mounting) | 40.6164 | 1
283084 | BFZ-UTS-2/48 | Spare door, dist.box FLUSH, white, 24TE/row, 2-rows | 28.6824 | 1
283085 | BFZ-UTS-3/72 | Spare door, dist.box SURFACE, white, 24TE/row, 3-rows | 60.3871 | 1
283089 | BFZ-UTS-3/72-G | Spare door, dist.box SURFACE, Gray, 24TE/row, 3-rows | 50.3342 | 1
240759 | BFZ-UTS-4/132 | Spare door, dist.box FLUSH, white, 33TE/row, 4-rows | 68.5723 | 1
283086 | BFZ-UTS-4/96 | Spare door, dist.box SURFACE, white, 24TE/row, 4-rows | 63.5232 | 1
283090 | BFZ-UTS-4/96-G | Spare door, dist.box SURFACE, Gray, 24TE/row, 4-rows | 52.7299 | 1
283087 | BFZ-UTS-5/120 | Spare door, dist.box SURFACE, white, 24TE/row, 5-rows | 69.8573 | 1
283091 | BFZ-UTS-5/120-G | Spare door, dist.box SURFACE, Gray, 24TE/row, 5-rows | 57.4039 | 1
240760 | BFZ-UTS-5/165 | Spare door, dist.box FLUSH, white, 33TE/row, 5-rows | 76.5414 | 1
283088 | BFZ-UTS-6/144 | Spare door, dist.box SURFACE, white, 24TE/row, 6-rows | 82.808 | 1
283092 | BFZ-UTS-6/144-G | Spare door, dist.box SURFACE, Gray, 24TE/row, 6-rows | 64.5387 | 1
240761 | BFZ-UTS-6/198 | Spare door, dist.box FLUSH, white, 33TE/row, 6-rows | 83.0323 | 1
283093 | BFZ-UTT-2/48 | Transparent door, dist.box FLUSH, 24TE/row, 2-rows | 59.7475 | 1
283094 | BFZ-UTT-3/72 | Transparent door, dist.box FLUSH, 24TE/row, 3-rows | 132.6761 | 1
240765 | BFZ-UTT-4/132 | Transparent door, dist.box FLUSH, 33TE/row, 4-rows | 175.8331 | 1
283095 | BFZ-UTT-4/96 | Transparent door, dist.box FLUSH, 24TE/row, 4-rows | 151.2943 | 1
283096 | BFZ-UTT-5/120 | Transparent door, dist.box FLUSH, 24TE/row, 5-rows | 174.3093 | 1
240766 | BFZ-UTT-5/165 | Transparent door, dist.box FLUSH, 33TE/row, 5-rows | 196.6554 | 1
285353 | BFZ-UTT-6/144 | Transparent door, dist.box FLUSH, 24TE/row, 6-rows | 200.3748 | 1
240767 | BFZ-UTT-6/198 | Transparent door, dist.box FLUSH, 33TE/row, 6-rows | 207.9663 | 1
293623 | BFZ-WFR-24 | Cable fixing rail, (24TE/row) | 7.8639 | 1
293624 | BFZ-WFR-33 | Cable fixing rail, (33TE/row) | 4.8303 | 1
32720 | BK25/3-PKZ0 | Incoming terminal PKZM0 | 11.5524 | 1
262518 | BK25/3-PKZ0-E | Incoming terminal PKZM0 for Type E | 11.5775 | 1
292886 | BK25/3-PKZ0-U | Incoming terminal for PKE | 10.9127 | 10
272165 | BK50/3-PKZ4-E | Incoming terminal PKZM4 for Type E | 36.2 | 1
36168 | BL-CI | Fixing strap kit, For mounting of CI enclosures directly on wall | 7.0697 | 1
38541 | BL-CI-VA | Fixing strap kit, For mounting of CI enclosures directly on wall, Steel | 33.1612 | 1
174178 | BOLT-IKA | Locking Bolt for IKA | 2.1208 | 20
111238 | BPA-U-3S-1000/10 | 3-component flush-mounting door frame with door, open air, double-bit lock, IP43, HxW=1060x1000mm | 662.1375 | 1
119142 | BPA-U-3S-1000/10-P | 3-component flush-mounted door frame with door, open air, rotary lever, IP43, HxW=1060x1000mm | 736.301 | 1
111239 | BPA-U-3S-1000/12 | 3-component flush-mounting door frame with door, open air, double-bit lock, IP43, HxW = 1260 x 1000 mm | 732.3165 | 1
119143 | BPA-U-3S-1000/12-P | 3-component flush-mounted door frame with door, open air, rotary lever, IP43, HxW = 1260 x 1000 mm | 806.9941 | 1
111240 | BPA-U-3S-1000/15 | 3-component flush-mounting door frame with door, open air, double-bit lock, IP43, HxW=1560x1000mm | 863.0345 | 1
119144 | BPA-U-3S-1000/15-P | 3-component flush-mounted door frame with door, open air, rotary lever, IP43, HxW=1560x1000mm | 922.6738 | 1
111241 | BPA-U-3S-1000/17 | 3-component flush-mounting door frame with door, open air, double-bit lock, IP43, HxW=1760x1000mm | 984.2411 | 1
111243 | BPA-U-3S-1000/17-P | 3-component flush-mounting door frame with door, open air, rotary lever, IP43, HxW=1760x1000mm | 1045.6156 | 1
111242 | BPA-U-3S-1000/20 | 3-component flush-mounting door frame with door, open air, double-bit lock, IP43, HxW=2060x1000mm | 1081.7333 | 1
111244 | BPA-U-3S-1000/20-P | 3-component flush-mounting door frame with door, open air, rotary lever, IP43, HxW=2060x1000mm | 1144.1361 | 1
111245 | BPA-U-3S-1200/12 | 3-component flush-mounting door frame with door, open air, double-bit lock, IP43, HxW=1260x1200mm | 767.4703 | 1
119145 | BPA-U-3S-1200/12-P | 3-component flush-mounted door frame with door, open air, rotary lever, IP43, HxW=1260x1200mm | 842.0836 | 1
111246 | BPA-U-3S-1200/15 | 3-component flush-mounting door frame with door, open air, double-bit lock, IP43, HxW=1560x1200mm | 894.3966 | 1
119146 | BPA-U-3S-1200/15-P | 3-component flush-mounted door frame with door, open air, rotary lever, IP43, HxW=1560x1200mm | 954.1001 | 1
111247 | BPA-U-3S-1200/17 | 3-component flush-mounting door frame with door, open air, double-bit lock, IP43, HxW=1760x1200mm | 1033.7263 | 1
111249 | BPA-U-3S-1200/17-P | 3-component flush-mounting door frame with door, open air, rotary lever, IP43, HxW=1760x1200mm | 1095.165 | 1
111248 | BPA-U-3S-1200/20 | 3-component flush-mounting door frame with door, open air, double-bit lock, IP43, HxW=2060x1200mm | 1136.4884 | 1
111250 | BPA-U-3S-1200/20-P | 3-component flush-mounting door frame with door, open air, rotary lever, IP43, HxW=2060x1200mm | 1197.7986 | 1
111219 | BPA-U-3S-400/10 | 3-component flush-mounting door frame with door, open air, double-bit lock, IP43, HxW=1060x400mm | 417.475 | 1
119131 | BPA-U-3S-400/10-P | 3-component flush-mounted door frame with door, open air, rotary lever, IP43, HxW=1060x400mm | 487.9754 | 1
111220 | BPA-U-3S-400/12 | 3-component flush-mounting door frame with door, open air, double-bit lock, IP43, HxW=1260x400mm | 448.8371 | 1
119132 | BPA-U-3S-400/12-P | 3-component flush-mounted door frame with door, open air, rotary lever, IP43, HxW=1260x400mm | 523.1291 | 1
111217 | BPA-U-3S-400/4 | 3-component flush-mounting door frame with door, open air, double-bit lock, IP43, HxW=460x400mm | 324.61 | 1
119129 | BPA-U-3S-400/4-P | 3-component flush-mounted door frame with door, open air, rotary lever, IP43, HxW=460x400mm | 370.3677 | 1
111218 | BPA-U-3S-400/7 | 3-component flush-mounting door frame with door, open air, double-bit lock, IP43, HxW=760x400mm | 369.725 | 1
119130 | BPA-U-3S-400/7-P | 3-component flush-mounted door frame with door, open air, rotary lever, IP43, HxW=760x400mm | 405.2001 | 1
111223 | BPA-U-3S-600/10 | 3-component flush-mounting door frame with door, open air, double-bit lock, IP43, HxW=1060x600mm | 457.7701 | 1
119135 | BPA-U-3S-600/10-P | 3-component flush-mounted door frame with door, open air, rotary lever, IP43, HxW=1060x600mm | 533.476 | 1
111224 | BPA-U-3S-600/12 | 3-component flush-mounting door frame with door, open air, double-bit lock, IP43, HxW=1260x600mm | 509.6332 | 1
119136 | BPA-U-3S-600/12-P | 3-component flush-mounted door frame with door, open air, rotary lever, IP43, HxW=1260x600mm | 587.974 | 1
111225 | BPA-U-3S-600/15 | 3-component flush-mounting door frame with door, open air, double-bit lock, IP43, HxW=1560x600mm | 590.2876 | 1
119137 | BPA-U-3S-600/15-P | 3-component flush-mounted door frame with door, open air, rotary lever, IP43, HxW=1560x600mm | 653.4615 | 1
111226 | BPA-U-3S-600/17 | 3-component flush-mounting door frame with door, open air, double-bit lock, IP43, HxW=1760x600mm | 665.6079 | 1
111228 | BPA-U-3S-600/17-P | 3-component flush-mounting door frame with door, open air, rotary lever, IP43, HxW=1760x600mm | 726.661 | 1
111227 | BPA-U-3S-600/20 | 3-component flush-mounting door frame with door, open air, double-bit lock, IP43, HxW=2060x600mm | 722.8693 | 1
111229 | BPA-U-3S-600/20-P | 3-component flush-mounting door frame with door, open air, rotary lever, IP43, HxW=2060x600mm | 787.907 | 1
111221 | BPA-U-3S-600/4 | 3-component flush-mounting door frame with door, open air, double-bit lock, IP43, HxW=460x600mm | 348.003 | 1
119133 | BPA-U-3S-600/4-P | 3-component flush-mounted door frame with door, open air, rotary lever, IP43, HxW=460x600mm | 398.9663 | 1
111222 | BPA-U-3S-600/7 | 3-component flush-mounting door frame with door, open air, double-bit lock, IP43, HxW=760x600mm | 405.7143 | 1
119134 | BPA-U-3S-600/7-P | 3-component flush-mounted door frame with door, open air, rotary lever, IP43, HxW=760x600mm | 448.7728 | 1
111231 | BPA-U-3S-800/10 | 3-component flush-mounting door frame with door, open air, double-bit lock, IP43, HxW=1060x800mm | 509.6332 | 1
119139 | BPA-U-3S-800/10-P | 3-component flush-mounted door frame with door, open air, rotary lever, IP43, HxW=1060x800mm | 584.118 | 1
111232 | BPA-U-3S-800/12 | 3-component flush-mounting door frame with door, open air, double-bit lock, IP43, HxW=1260x800mm | 564.3239 | 1
119140 | BPA-U-3S-800/12-P | 3-component flush-mounted door frame with door, open air, rotary lever, IP43, HxW=1260x800mm | 632.4464 | 1
111233 | BPA-U-3S-800/15 | 3-component flush-mounting door frame with door, open air, double-bit lock, IP43, HxW=1560x800mm | 653.5901 | 1
119141 | BPA-U-3S-800/15-P | 3-component flush-mounted door frame with door, open air, rotary lever, IP43, HxW=1560x800mm | 711.4942 | 1
111234 | BPA-U-3S-800/17 | 3-component flush-mounting door frame with door, open air, double-bit lock, IP43, HxW=1760x800mm | 729.9386 | 1
111236 | BPA-U-3S-800/17-P | 3-component flush-mounting door frame with door, open air, rotary lever, IP43, HxW=1760x800mm | 792.0201 | 1
111235 | BPA-U-3S-800/20 | 3-component flush-mounting door frame with door, open air, double-bit lock, IP43, HxW=2060x800mm | 800.8246 | 1
111237 | BPA-U-3S-800/20-P | 3-component flush-mounting door frame with door, open air, rotary lever, IP43, HxW=2060x800mm | 866.762 | 1
111230 | BPA-U-3S-800/7 | 3-component flush-mounting door frame with door, open air, double-bit lock, IP43, HxW=760x800mm | 441.7035 | 1
119138 | BPA-U-3S-800/7-P | 3-component flush-mounted door frame with door, open air, rotary lever, IP43, HxW=760x800mm | 483.2839 | 1
286715 | BP-DS-400/10 | Sheet steel door, grey, WxH=400x1000 | 77.1679 | 1
293570 | BP-DS-400/10-L | Sheet steel door, grey, WxH=400x1000 (no lock) | 85.6958 | 1
293571 | BP-DS-400/10-L-W | Sheet steel door, white, WxH=400x1000 (no lock) | 90.9427 | 1
119065 | BP-DS-400/10-P | Sheet steel door, Clip-down handle, grey, WxH=400x1000 | 137.3059 | 1
119080 | BP-DS-400/10-P-W | Sheet steel door, Clip-down handle, white, WxH=400x1000 | 139.4802 | 1
292437 | BP-DS-400/10-W | Sheet steel door, white, WxH=400x1000 | 82.2195 | 1
286716 | BP-DS-400/12 | Sheet steel door, grey, WxH=400x1200 | 85.0969 | 1
293572 | BP-DS-400/12-L | Sheet steel door, grey, WxH=400x1200 (no lock) | 94.0024 | 1
293573 | BP-DS-400/12-L-W | Sheet steel door, white, WxH=400x1200 (no lock) | 101.3585 | 1
119066 | BP-DS-400/12-P | Sheet steel door, Clip-down handle, grey, WxH=400x1200 | 151.2761 | 1
119081 | BP-DS-400/12-P-W | Sheet steel door, Clip-down handle, white, WxH=400x1200 | 153.7889 | 1
292438 | BP-DS-400/12-W | Sheet steel door, white, WxH=400x1200 | 92.2056 | 1
286717 | BP-DS-400/15 | Sheet steel door, grey, WxH=400x1500 | 95.109 | 1
293574 | BP-DS-400/15-L | Sheet steel door, grey, WxH=400x1500 (no lock) | 106.2279 | 1
293575 | BP-DS-400/15-L-W | Sheet steel door, white, WxH=400x1500 (no lock) | 114.0527 | 1
119067 | BP-DS-400/15-P | Sheet steel door, Clip-down handle, grey, WxH=400x1500 | 163.3975 | 1
119082 | BP-DS-400/15-P-W | Sheet steel door, Clip-down handle, white, WxH=400x1500 | 166.5092 | 1
292439 | BP-DS-400/15-W | Sheet steel door, white, WxH=400x1500 | 102.6214 | 1
286713 | BP-DS-400/4 | Sheet steel door, grey, WxH=400x400 | 58.7319 | 1
119063 | BP-DS-400/4-P | Sheet steel door, Clip-down handle, grey, WxH=400x400 | 113.8574 | 1
119078 | BP-DS-400/4-P-W | Sheet steel door, Clip-down handle, white, WxH=400x400 | 114.7818 | 1
292435 | BP-DS-400/4-W | Sheet steel door, white, WxH=400x400 | 61.0104 | 1
286714 | BP-DS-400/7 | Sheet steel door, grey, WxH=400x700 | 67.2599 | 1
119064 | BP-DS-400/7-P | Sheet steel door, Clip-down handle, grey, WxH=400x700 | 127.5021 | 1
119079 | BP-DS-400/7-P-W | Sheet steel door, Clip-down handle, white, WxH=400x700 | 129.0254 | 1
292436 | BP-DS-400/7-W | Sheet steel door, white, WxH=400x700 | 71.7386 | 1
286720 | BP-DS-600/10 | Sheet steel door, grey, WxH=600x1000 | 103.3453 | 1
119070 | BP-DS-600/10-P | Sheet steel door, Clip-down handle, grey, WxH=600x1000 | 159.2963 | 1
119085 | BP-DS-600/10-P-W | Sheet steel door, Clip-down handle, white, WxH=600x1000 | 162.408 | 1
292442 | BP-DS-600/10-W | Sheet steel door, white, WxH=600x1000 | 103.8257 | 1
286721 | BP-DS-600/12 | Sheet steel door, grey, WxH=600x1200 | 120.3204 | 1
293576 | BP-DS-600/12-L | Sheet steel door, grey, WxH=600x1200 (no lock) | 131.2257 | 1
293577 | BP-DS-600/12-L-W | Sheet steel door, white, WxH=600x1200 (no lock) | 140.014 | 1
119071 | BP-DS-600/12-P | Sheet steel door, Clip-down handle, grey, WxH=600x1200 | 192.809 | 1
119086 | BP-DS-600/12-P-W | Sheet steel door, Clip-down handle, white, WxH=600x1200 | 196.4415 | 1
292443 | BP-DS-600/12-W | Sheet steel door, white, WxH=600x1200 | 134.453 | 1
286722 | BP-DS-600/15 | Sheet steel door, grey, WxH=600x1500 | 126.9553 | 1
293578 | BP-DS-600/15-L | Sheet steel door, grey, WxH=600x1500 (no lock) | 142.7222 | 1
293579 | BP-DS-600/15-L-W | Sheet steel door, white, WxH=600x1500 (no lock) | 153.7759 | 1
119072 | BP-DS-600/15-P | Sheet steel door, Clip-down handle, grey, WxH=600x1500 | 206.9745 | 1
119087 | BP-DS-600/15-P-W | Sheet steel door, Clip-down handle, white, WxH=600x1500 | 211.5444 | 1
292444 | BP-DS-600/15-W | Sheet steel door, white, WxH=600x1500 | 143.4773 | 1
286718 | BP-DS-600/4 | Sheet steel door, grey, WxH=600x400 | 67.1948 | 1
119068 | BP-DS-600/4-P | Sheet steel door, Clip-down handle, grey, WxH=600x400 | 125.7705 | 1
119083 | BP-DS-600/4-P-W | Sheet steel door, Clip-down handle, white, WxH=600x400 | 127.0985 | 1
292440 | BP-DS-600/4-W | Sheet steel door, white, WxH=600x400 | 70.5408 | 1
286719 | BP-DS-600/7 | Sheet steel door, grey, WxH=600x700 | 88.6789 | 1
119069 | BP-DS-600/7-P | Sheet steel door, Clip-down handle, grey, WxH=600x700 | 144.9225 | 1
119084 | BP-DS-600/7-P-W | Sheet steel door, Clip-down handle, white, WxH=600x700 | 147.0968 | 1
292441 | BP-DS-600/7-W | Sheet steel door, white, WxH=600x700 | 88.2216 | 1
286725 | BP-DS-800/10 | Sheet steel door, grey, WxH=800x1000 | 128.6478 | 1
119075 | BP-DS-800/10-P | Sheet steel door, Clip-down handle, grey, WxH=800x1000 | 188.6297 | 1
119090 | BP-DS-800/10-P-W | Sheet steel door, Clip-down handle, white, WxH=800x1000 | 192.7439 | 1
292447 | BP-DS-800/10-W | Sheet steel door, white, WxH=800x1000 | 124.0909 | 1
286726 | BP-DS-800/12 | Sheet steel door, grey, WxH=800x1200 | 146.3436 | 1
119076 | BP-DS-800/12-P | Sheet steel door, Clip-down handle, grey, WxH=800x1200 | 217.7138 | 1
119091 | BP-DS-800/12-P-W | Sheet steel door, Clip-down handle, white, WxH=800x1200 | 217.247 | 1
292448 | BP-DS-800/12-W | Sheet steel door, white, WxH=800x1200 | 147.0838 | 1
286727 | BP-DS-800/15 | Sheet steel door, grey, WxH=800x1500 | 163.5277 | 1
119077 | BP-DS-800/15-P | Sheet steel door, Clip-down handle, grey, WxH=800x1500 | 236.3837 | 1
119092 | BP-DS-800/15-P-W | Sheet steel door, Clip-down handle, white, WxH=800x1500 | 236.5813 | 1
292449 | BP-DS-800/15-W | Sheet steel door, white, WxH=800x1500 | 163.3714 | 1
286723 | BP-DS-800/4 | Sheet steel door, grey, WxH=800x400 | 72.1162 | 1
119073 | BP-DS-800/4-P | Sheet steel door, Clip-down handle, grey, WxH=800x400 | 134.1161 | 1
119088 | BP-DS-800/4-P-W | Sheet steel door, Clip-down handle, white, WxH=800x400 | 135.8477 | 1
292445 | BP-DS-800/4-W | Sheet steel door, white, WxH=800x400 | 76.1003 | 1
286724 | BP-DS-800/7 | Sheet steel door, grey, WxH=800x700 | 91.9192 | 1
119074 | BP-DS-800/7-P | Sheet steel door, Clip-down handle, grey, WxH=800x700 | 157.2391 | 1
119089 | BP-DS-800/7-P-W | Sheet steel door, Clip-down handle, white, WxH=800x700 | 160.0905 | 1
292446 | BP-DS-800/7-W | Sheet steel door, white, WxH=800x700 | 96.6584 | 1
286730 | BP-DT-400/10 | Transparent door, grey, WxH=400x1000 | 129.7155 | 1
293580 | BP-DT-400/10-L | Transparent door, grey, WxH=400x1000 (no lock) | 138.3085 | 1
293581 | BP-DT-400/10-L-W | Transparent door, white, WxH=400x1000 (no lock) | 141.9019 | 1
292452 | BP-DT-400/10-W | Transparent door, white, WxH=400x1000 | 133.8818 | 1
286731 | BP-DT-400/12 | Transparent door, grey, WxH=400x1200 | 147.4613 | 1
293582 | BP-DT-400/12-L | Transparent door, grey, WxH=400x1200 (no lock) | 156.6793 | 1
293583 | BP-DT-400/12-L-W | Transparent door, white, WxH=400x1200 (no lock) | 161.0409 | 1
292453 | BP-DT-400/12-W | Transparent door, white, WxH=400x1200 | 152.6432 | 1
286732 | BP-DT-400/15 | Transparent door, grey, WxH=400x1500 | 168.9308 | 1
293584 | BP-DT-400/15-L | Transparent door, grey, WxH=400x1500 (no lock) | 180.232 | 1
293585 | BP-DT-400/15-L-W | Transparent door, white, WxH=400x1500 (no lock) | 185.6091 | 1
292454 | BP-DT-400/15-W | Transparent door, white, WxH=400x1500 | 175.1803 | 1
286728 | BP-DT-400/4 | Transparent door, grey, WxH=400x400 | 86.4509 | 1
292450 | BP-DT-400/4-W | Transparent door, white, WxH=400x400 | 88.5992 | 1
286729 | BP-DT-400/7 | Transparent door, grey, WxH=400x700 | 108.2459 | 1
292451 | BP-DT-400/7-W | Transparent door, white, WxH=400x700 | 111.4618 | 1
286735 | BP-DT-600/10 | Transparent door, grey, WxH=600x1000 | 175.5563 | 1
292457 | BP-DT-600/10-W | Transparent door, white, WxH=600x1000 | 181.3748 | 1
286736 | BP-DT-600/12 | Transparent door, grey, WxH=600x1200 | 215.5519 | 1
293586 | BP-DT-600/12-L | Transparent door, grey, WxH=600x1200 (no lock) | 223.1189 | 1
293587 | BP-DT-600/12-L-W | Transparent door, white, WxH=600x1200 (no lock) | 227.7279 | 1
292458 | BP-DT-600/12-W | Transparent door, white, WxH=600x1200 | 226.1746 | 1
286737 | BP-DT-600/15 | Transparent door, grey, WxH=600x1500 | 238.4041 | 1
293588 | BP-DT-600/15-L | Transparent door, grey, WxH=600x1500 (no lock) | 253.4939 | 1
293589 | BP-DT-600/15-L-W | Transparent door, white, WxH=600x1500 (no lock) | 259.1835 | 1
292459 | BP-DT-600/15-W | Transparent door, white, WxH=600x1500 | 250.8379 | 1
286733 | BP-DT-600/4 | Transparent door, grey, WxH=600x400 | 106.9179 | 1
292455 | BP-DT-600/4-W | Transparent door, white, WxH=600x400 | 112.5001 | 1
286734 | BP-DT-600/7 | Transparent door, grey, WxH=600x700 | 142.9272 | 1
292456 | BP-DT-600/7-W | Transparent door, white, WxH=600x700 | 145.8859 | 1
286740 | BP-DT-800/10 | Transparent door, grey, WxH=800x1000 | 220.2806 | 1
292462 | BP-DT-800/10-W | Transparent door, white, WxH=800x1000 | 223.6267 | 1
286741 | BP-DT-800/12 | Transparent door, grey, WxH=800x1200 | 262.5296 | 1
292463 | BP-DT-800/12-W | Transparent door, white, WxH=800x1200 | 271.8778 | 1
286742 | BP-DT-800/15 | Transparent door, grey, WxH=800x1500 | 306.7966 | 1
292464 | BP-DT-800/15-W | Transparent door, white, WxH=800x1500 | 312.0957 | 1
286738 | BP-DT-800/4 | Transparent door, grey, WxH=800x400 | 123.466 | 1
292460 | BP-DT-800/4-W | Transparent door, white, WxH=800x400 | 126.4345 | 1
286739 | BP-DT-800/7 | Transparent door, grey, WxH=800x700 | 170.4542 | 1
292461 | BP-DT-800/7-W | Transparent door, white, WxH=800x700 | 173.2274 | 1
102321 | BP-F-1000/17/3 | Box with door,rot.handle,grey,H=1760,W=1000,IP30 | 859.3144 | 1
120691 | BP-F-1000/17/3-F | Box without door, grey, H=1760,W=1000 | 792.0843 | 1
120695 | BP-F-1000/17/3-F-W | White floor standing distribution board, flexible surface mounting, W = 1000 mm, H = 1760 mm, D = 300 mm | 826.724 | 1
102361 | BP-F-1000/17/3-P | Box+door,clip-down.handle,grey,H=1760,W=1000,IP30 | 959.0324 | 1
187846 | BP-F-1000/17/3-P-F3A | Floor standing distribution board with locking rotary lever, prepared for F3A gland plate inserts, W=1000mm, H = 1760 mm, D = 300 mm | 1508.6555 | 1
102381 | BP-F-1000/17/3-P-W | Box+door,clip-down.handl,white,H=1760,W=1000,IP30 | 1006.2159 | 1
102341 | BP-F-1000/17/3-W | Box with door,rot.handle,white,H=1760,W=1000,IP30 | 914.8956 | 1
119190 | BP-F-1000/20/2,5 | #N/A | 1063.698 | 1
120757 | BP-F-1000/20/2,5-F | Floor-standing board IP30 without door | 699.3478 | 1
102322 | BP-F-1000/20/3 | Box with door,rot.handle,grey,H=2060,W=1000,IP30 | 1001.5809 | 1
120692 | BP-F-1000/20/3-F | Box without door, grey, H=2060,W=1000 | 880.2054 | 1
120696 | BP-F-1000/20/3-F-W | White floor standing distribution board, flexible surface mounting, W = 1000 mm, H = 2060 mm, D = 300 mm | 886.4918 | 1
102362 | BP-F-1000/20/3-P | Box+door,clip-down.handle,grey,H=2060,W=1000,IP30 | 1128.431 | 1
187847 | BP-F-1000/20/3-P-F3A | Floor standing distribution board with locking rotary lever, prepared for F3A gland plate inserts, W=1000mm, H = 2060 mm, D = 300 mm | 1617.0731 | 1
102382 | BP-F-1000/20/3-P-W | Box+door,clip-down.handl,white,H=2060,W=1000,IP30 | 1088.8781 | 1
102342 | BP-F-1000/20/3-W | Box with door,rot.handle,white,H=2060,W=1000,IP30 | 995.4746 | 1
120762 | BP-F-1000/20/4-F | Floor standing distribution board, flexible surface mounting, W = 1000 mm, H = 2060 mm, D = 400 mm | 833.2791 | 1
119195 | BP-F-1000/20/4-P | #N/A | 1494.0778 | 1
102323 | BP-F-1200/17/3 | Box with door,rot.handle,grey,H=1760,W=1200,IP30 | 939.3987 | 1
120693 | BP-F-1200/17/3-F | Box without door, grey, H=1760,W=1200 | 839.8343 | 1
120697 | BP-F-1200/17/3-F-W | White floor standing distribution board, flexible surface mounting, W = 1200 mm, H = 1760 mm, D = 300 mm | 876.7233 | 1
102363 | BP-F-1200/17/3-P | Box+door,clip-down.handle,grey,H=1760,W=1200,IP30 | 1030.2763 | 1
187848 | BP-F-1200/17/3-P-F3A | Floor standing distribution board with locking rotary lever, prepared for F3A gland plate inserts, W=1200mm, H = 1760 mm, D = 300 mm | 1611.1606 | 1
102383 | BP-F-1200/17/3-P-W | Box+door,clip-down.handl,white,H=1760,W=1200,IP30 | 1083.2015 | 1
102343 | BP-F-1200/17/3-W | Box with door,rot.handle,white,H=1760,W=1200,IP30 | 992.3759 | 1
119191 | BP-F-1200/20/2,5 | #N/A | 1159.0023 | 1
120758 | BP-F-1200/20/2,5-F | Floor-standing board IP30 without door | 742.4063 | 1
102324 | BP-F-1200/20/3 | Box with door,rot.handle,grey,H=2060,W=1200,IP30 | 1011.3717 | 1
120694 | BP-F-1200/20/3-F | Box without door, grey, H=2060,W=1200 | 675.3671 | 1
120698 | BP-F-1200/20/3-F-W | White floor standing distribution board, flexible surface mounting, W = 1200 mm, H = 2060 mm, D = 300 mm | 940.1543 | 1
102364 | BP-F-1200/20/3-P | Box+door,clip-down.handle,grey,H=2060,W=1200,IP30 | 1214.0672 | 1
187849 | BP-F-1200/20/3-P-F3A | Floor standing distribution board with locking rotary lever, prepared for F3A gland plate inserts, W=1200mm, H = 2060 mm, D = 300 mm | 1773.9475 | 1
102384 | BP-F-1200/20/3-P-W | Box+door,clip-down.handl,white,H=2060,W=1200,IP30 | 1173.8187 | 1
102344 | BP-F-1200/20/3-W | Box with door,rot.handle,white,H=2060,W=1200,IP30 | 1081.0532 | 1
120763 | BP-F-1200/20/4-F | Floor standing distribution board, flexible surface mounting, W = 1200 mm, H = 2060 mm, D = 400 mm | 884.9494 | 1
119196 | BP-F-1200/20/4-P | #N/A | 1633.4929 | 1
102055 | BP-F-400/17/3 | Box with door,rot.handle,grey,H=1760,W=400,IP30 | 537.3628 | 1
102395 | BP-F-400/17/3-F | Box without door, grey, H=1760,W=400 | 414.4697 | 1
102407 | BP-F-400/17/3-F-W | Box without door, white, H=1760,W=400 | 435.119 | 1
102355 | BP-F-400/17/3-P | Box+door,clip-down.handle,grey,H=1760,W=400,IP30 | 623.0586 | 1
187840 | BP-F-400/17/3-P-F3A | Floor standing distribution board with locking rotary lever, prepared for F3A gland plate inserts, W=400mm, H = 1760 mm, D = 300 mm | 1044.523 | 1
102375 | BP-F-400/17/3-P-W | Box+door,clip-down.handle,white,H=1760,W=400,IP30 | 651.3505 | 1
102335 | BP-F-400/17/3-W | Box with door,rot.handle,white,H=1760,W=400,IP30 | 565.6547 | 1
119187 | BP-F-400/20/2,5 | #N/A | 626.626 | 1
120754 | BP-F-400/20/2,5-F | Floor-standing board IP30 without door | 574.1567 | 1
102056 | BP-F-400/20/3 | Box with door,rot.handle,grey,H=2060,W=400,IP30 | 586.1868 | 1
102396 | BP-F-400/20/3-F | Box without door, grey, H=2060,W=400 | 452.1097 | 1
102408 | BP-F-400/20/3-F-W | Box without door, white, H=2060,W=400 | 480.5969 | 1
102356 | BP-F-400/20/3-P | Box+door,clip-down.handle,grey,H=2060,W=400,IP30 | 673.8355 | 1
187841 | BP-F-400/20/3-P-F3A | Floor standing distribution board with locking rotary lever, prepared for F3A gland plate inserts, W=400mm, H = 2060 mm, D = 300 mm | 1120.229 | 1
102376 | BP-F-400/20/3-P-W | Box+door,clip-down.handle,white,H=2060,W=400,IP30 | 706.3588 | 1
102336 | BP-F-400/20/3-W | Box with door,rot.handle,white,H=2060,W=400,IP30 | 618.71 | 1
120759 | BP-F-400/20/4-F | Floor standing distribution board, flexible surface mounting, W = 400 mm, H = 2060 mm, D = 400 mm | 673.3199 | 1
119192 | BP-F-400/20/4-P | #N/A | 972.1693 | 1
102057 | BP-F-600/17/3 | Box with door,rot.handle,grey,H=1760,W=600,IP30 | 607.1485 | 1
102397 | BP-F-600/17/3-F | Box without door, grey, H=1760,W=600 | 453.1773 | 1
102409 | BP-F-600/17/3-F-W | Box without door, white, H=1760,W=600 | 476.2353 | 1
102357 | BP-F-600/17/3-P | Box+door,clip-down.handle,grey,H=1760,W=600,IP30 | 693.1047 | 1
187842 | BP-F-600/17/3-P-F3A | Floor standing distribution board with locking rotary lever, prepared for F3A gland plate inserts, W=600mm, H = 1760 mm, D = 300 mm | 1135.0745 | 1
102377 | BP-F-600/17/3-P-W | Box+door,clip-down.handle,white,H=1760,W=600,IP30 | 727.2033 | 1
102337 | BP-F-600/17/3-W | Box with door,rot.handle,white,H=1760,W=600,IP30 | 641.0649 | 1
119188 | BP-F-600/20/2,5 | #N/A | 714.7825 | 1
120755 | BP-F-600/20/2,5-F | Floor-standing board IP30 without door | 602.9481 | 1
102058 | BP-F-600/20/3 | Box with door,rot.handle,grey,H=2060,W=600,IP30 | 678.8442 | 1
102398 | BP-F-600/20/3-F | Box without door, grey, H=2060,W=600 | 535.1885 | 1
102410 | BP-F-600/20/3-F-W | Box without door, white, H=2060,W=600 | 524.291 | 1
102358 | BP-F-600/20/3-P | Box+door,clip-down.handle,grey,H=2060,W=600,IP30 | 769.0044 | 1
187843 | BP-F-600/20/3-P-F3A | Floor standing distribution board with locking rotary lever, prepared for F3A gland plate inserts, W=600mm, H = 2060 mm, D = 300 mm | 1250.5614 | 1
102378 | BP-F-600/20/3-P-W | Box+door,clip-down.handle,white,H=2060,W=600,IP30 | 789.5938 | 1
102338 | BP-F-600/20/3-W | Box with door,rot.handle,white,H=2060,W=600,IP30 | 701.1248 | 1
119193 | BP-F-600/20/4-P | #N/A | 1077.4077 | 1
102059 | BP-F-800/17/3 | Box with door,rot.handle,grey,H=1760,W=800,IP30 | 765.4292 | 1
102399 | BP-F-800/17/3-F | Box without door, grey, H=1760,W=800 | 509.4486 | 1
102411 | BP-F-800/17/3-F-W | Box without door, white, H=1760,W=800 | 534.9021 | 1
102359 | BP-F-800/17/3-P | Box+door,clip-down.handle,grey,H=1760,W=800,IP30 | 812.2563 | 1
187844 | BP-F-800/17/3-P-F3A | Floor standing distribution board with locking rotary lever, prepared for F3A gland plate inserts, W=800mm, H = 1760 mm, D = 300 mm | 1248.2478 | 1
102379 | BP-F-800/17/3-P-W | Box+door,clip-down.handle,white,H=1760,W=800,IP30 | 832.2855 | 1
102339 | BP-F-800/17/3-W | Box with door,rot.handle,white,H=1760,W=800,IP30 | 746.0168 | 1
119189 | BP-F-800/20/2,5 | #N/A | 840.1624 | 1
120756 | BP-F-800/20/2,5-F | Floor-standing board IP30 without door | 496.4585 | 1
102320 | BP-F-800/20/3 | Box with door,rot.handle,grey,H=2060,W=800,IP30 | 839.0935 | 1
102400 | BP-F-800/20/3-F | Box without door, grey, H=2060,W=800 | 558.585 | 1
102412 | BP-F-800/20/3-F-W | Box without door, white, H=2060,W=800 | 586.8768 | 1
102360 | BP-F-800/20/3-P | Box+door,clip-down.handle,grey,H=2060,W=800,IP30 | 952.9415 | 1
187845 | BP-F-800/20/3-P-F3A | Floor standing distribution board with locking rotary lever, prepared for F3A gland plate inserts, W=800mm, H = 2060 mm, D = 300 mm | 1387.5775 | 1
102380 | BP-F-800/20/3-P-W | Box+door,clip-down.handle,white,H=2060,W=800,IP30 | 902.8263 | 1
102340 | BP-F-800/20/3-W | Box with door,rot.handle,white,H=2060,W=800,IP30 | 815.2427 | 1
119194 | BP-F-800/20/4-P | #N/A | 1221.1975 | 1
293560 | BP-FLP-1000-2K | Cable entry plate, grey, W=1000 | 45.7253 | 1
293561 | BP-FLP-1000-2K-W | Cable entry plate, white, W=1000 | 46.4153 | 1
293558 | BP-FLP-1000-BL | Cable entry plate, blind, grey, W=1000 | 20.0243 | 1
293559 | BP-FLP-1000-BL-W | Cable entry plate, blind, white, W=1000 | 21.6648 | 1
293562 | BP-FLP-1000-F3A | Cable entry flange F3A plate, grey, W=1000 | 35.1142 | 1
293563 | BP-FLP-1000-F3A-W | Cable entry flange F3A plate, white, W=1000 | 35.7391 | 1
119358 | BP-FLP-1000-VS | Cable entry plate, rubber foam, grey, W=1000 | 64.0978 | 1
131576 | BP-FLP-1000-VS-W | Shift-back flange W=1000mm, white | 84.2534 | 1
293566 | BP-FLP-1200-2K | Cable entry plate, grey, W=1200 | 54.6307 | 1
293567 | BP-FLP-1200-2K-W | Cable entry plate, white, W=1200 | 55.5161 | 1
293564 | BP-FLP-1200-BL | Cable entry plate, blind, grey, W=1200 | 22.42 | 1
293565 | BP-FLP-1200-BL-W | Cable entry plate, blind, white, W=1200 | 24.1906 | 1
293568 | BP-FLP-1200-F3A | Cable entry flange F3A plate, grey, W=1200 | 42.249 | 1
293569 | BP-FLP-1200-F3A-W | Cable entry flange F3A plate, white, W=1200 | 43.0692 | 1
119359 | BP-FLP-1200-VS | Cable entry plate, rubber foam, grey, W=1200 | 112.4901 | 1
131577 | BP-FLP-1200-VS-W | Shift-back flange W=1200mm, white | 94.8573 | 1
286705 | BP-FLP-400-2K | Cable entry plate, grey, W=400 | 19.6858 | 1
292427 | BP-FLP-400-2K-W | Cable entry plate, white, W=400 | 20.1415 | 1
286704 | BP-FLP-400-BL | Cable entry plate, blind, grey, W=400 | 11.3011 | 1
292426 | BP-FLP-400-BL-W | Cable entry plate, blind, white, W=400 | 11.6136 | 1
286706 | BP-FLP-400-F3A | Cable entry flange F3A plate, grey, W=400 | 17.6157 | 1
292428 | BP-FLP-400-F3A-W | Cable entry flange F3A plate, white, W=400 | 17.811 | 1
119355 | BP-FLP-400-VS | Cable entry plate, rubber foam, grey, W=400 | 47.1219 | 1
131573 | BP-FLP-400-VS-W | Shift-back flange W=400mm, white | 58.8038 | 1
286708 | BP-FLP-600-2K | Cable entry plate, grey, W=600 | 33.6433 | 1
292430 | BP-FLP-600-2K-W | Cable entry plate, white, W=600 | 32.1753 | 1
286707 | BP-FLP-600-BL | Cable entry plate, blind, grey, W=600 | 15.4137 | 1
292429 | BP-FLP-600-BL-W | Cable entry plate, blind, white, W=600 | 14.9867 | 1
286709 | BP-FLP-600-F3A | Cable entry flange F3A plate, grey, W=600 | 26.0232 | 1
292431 | BP-FLP-600-F3A-W | Cable entry flange F3A plate, white, W=600 | 26.4369 | 1
119356 | BP-FLP-600-VS | Cable entry plate, rubber foam, grey, W=600 | 67.5697 | 1
131574 | BP-FLP-600-VS-W | Shift-back flange W=600mm, white | 57.4542 | 1
286711 | BP-FLP-800-2K | Cable entry plate, grey, W=800 | 45.6807 | 1
292433 | BP-FLP-800-2K-W | Cable entry plate, white, W=800 | 42.3401 | 1
286710 | BP-FLP-800-BL | Cable entry plate, blind, grey, W=800 | 18.7767 | 1
292432 | BP-FLP-800-BL-W | Cable entry plate, blind, white, W=800 | 18.0844 | 1
286712 | BP-FLP-800-F3A | Cable entry flange F3A plate, grey, W=800 | 36.9529 | 1
292434 | BP-FLP-800-F3A-W | Cable entry flange F3A plate, white, W=800 | 34.307 | 1
119357 | BP-FLP-800-VS | Cable entry plate, rubber foam, grey, W=800 | 101.13 | 1
131575 | BP-FLP-800-VS-W | Shift-back flange W=800mm, white | 89.5232 | 1
231363 | BPF-NZM10 | Warning arrow large | 4.5048 | 10
217294 | BPF-NZM7 | Warning arrow small | 3.0561 | 10
293521 | BP-MF-1000/10 | Base frame, WxH=1000x1060 | 170.6494 | 1
293522 | BP-MF-1000/12 | Base frame, WxH=1000x1260 | 187.7704 | 1
293523 | BP-MF-1000/15 | Base frame, WxH=1000x1560 | 216.6872 | 1
111043 | BPM-F-1000/17 | Box with door,rot.handle,grey,H=1760,W=1000,IP54 | 1374.8041 | 1
193215 | BPM-F-1000/17/4-P | Floor standing distribution board, IP55, HxWxD=1760x1000x400mm | 1660.1959 | 1
174370 | BPM-F-1000/17-F | Floor standing distribution board without door, IP54, HxWxD=1760x1000x320mm | 1159.3672 | 1
111053 | BPM-F-1000/17-P | Box+door,clip-down.handle,grey,H=1760,W=1000,IP54 | 1446.009 | 1
111093 | BPM-F-1000/17-P-W | Box+door,clip-down.handl,white,H=1760,W=1000,IP54 | 1437.6633 | 1
111083 | BPM-F-1000/17-W | Box with door,rot.handle,white,H=1760,W=1000,IP54 | 1377.6294 | 1
111044 | BPM-F-1000/20 | Box with door,rot.handle,grey,H=2060,W=1000,IP54 | 1480.5893 | 1
193216 | BPM-F-1000/20/4-P | Floor standing distribution board, IP55, HxWxD=2060x1000x400mm | 1796.1837 | 1
174371 | BPM-F-1000/20-F | Floor standing distribution board without door, IP54, HxWxD=2060x1000x320mm | 1225.0476 | 1
111054 | BPM-F-1000/20-P | Box+door,clip-down.handle,grey,H=2060,W=1000,IP54 | 1541.3003 | 1
111094 | BPM-F-1000/20-P-W | Box+door,clip-down.handl,white,H=2060,W=1000,IP54 | 1544.5682 | 1
111084 | BPM-F-1000/20-W | Box with door,rot.handle,white,H=2060,W=1000,IP54 | 1483.7141 | 1
193652 | BPM-F-1100/19/2-P-576-EP | Stand alone distribution box, EP, IP54, HxWxB=1910x1100x250mm, support frame and cover plate | 2370.7007 | #N/A
147412 | BPM-F-1100/19/2-P-EP | #N/A | 1610.9781 | 1
193194 | BPM-F-1100/19/4-P-EP | Floor standing distribution board, EP, IP55, HxWxD=1910x1100x400mm | 1971.6175 | 1
142447 | BPM-F-1100/20/2-P-EP | #N/A | 1610.9781 | 1
293524 | BP-MF-1200/12 | Base frame, WxH=1200x1260 | 207.3911 | 1
293525 | BP-MF-1200/15 | Base frame, WxH=1200x1560 | 239.667 | 1
111045 | BPM-F-1200/17 | Box with door,rot.handle,grey,H=1760,W=1200,IP54 | 1467.6738 | 1
193217 | BPM-F-1200/17/4-P | Floor standing distribution board, IP55, HxWxD=1760x1200x400mm | 1780.1171 | 1
193249 | BPM-F-1200/17-F | Floor standing distribution board without door, IP55, HxWxD=1760x1200x320mm | 1208.6596 | 1
111055 | BPM-F-1200/17-P | Box+door,clip-down.handle,grey,H=1760,W=1200,IP54 | 1528.1634 | 1
111095 | BPM-F-1200/17-P-W | Box+door,clip-down.handl,white,H=1760,W=1200,IP54 | 1531.2621 | 1
111085 | BPM-F-1200/17-W | Box with door,rot.handle,white,H=1760,W=1200,IP54 | 1470.7594 | 1
111046 | BPM-F-1200/20 | Box with door,rot.handle,grey,H=2060,W=1200,IP54 | 1581.1536 | 1
193218 | BPM-F-1200/20/4-P | Floor standing distribution board, IP55, HxWxD=2060x1200x400mm | 1922.4674 | 1
193250 | BPM-F-1200/20-F | Floor standing distribution board without door, IP55, HxWxD=2060x1200x320mm | 1277.8104 | 1
111056 | BPM-F-1200/20-P | Box+door,clip-down.handle,grey,H=2060,W=1200,IP54 | 1642.4114 | 1
111096 | BPM-F-1200/20-P-W | Box+door,clip-down.handl,white,H=2060,W=1200,IP54 | 1633.3627 | 1
111086 | BPM-F-1200/20-W | Box with door,rot.handle,white,H=2060,W=1200,IP54 | 1572.5085 | 1
147413 | BPM-F-1350/19/2-P-EP |  | 1722.6481 | 1
193195 | BPM-F-1350/19/4-P-EP | Floor standing distribution board, EP, IP55, HxWxD=1910x1350x400mm | 2359.7167 | 1
142448 | BPM-F-1350/20/2-P-EP | #N/A | 1722.6481 | 1
147399 | BPM-F-350/19/2-P-EP | Floor standing distribution board | 1028.8292 | 1
193191 | BPM-F-350/19/4-P-EP | Floor standing distribution board, EP, IP55, HxWxD=1910x350x400mm | 1319.9036 | 1
142444 | BPM-F-350/20/2-P-EP | Floor standing distribution board | 1028.8292 | 1
286655 | BP-MF-400/10 | Base frame, WxH=400x1060 | 114.4173 | 1
286656 | BP-MF-400/12 | Base frame, WxH=400x1260 | 128.9603 | 1
286657 | BP-MF-400/15 | Base frame, WxH=400x1560 | 146.3937 | 1
111037 | BPM-F-400/17 | Box with door,rot.handle,grey,H=1760,W=400,IP54 | 841.7769 | 1
193209 | BPM-F-400/17/4-P | Floor standing distribution board, IP55, HxWxD=1760x400x400mm | 1133.4678 | 1
111047 | BPM-F-400/17-P | Box+door,clip-down.handle,grey,H=1760,W=400,IP54 | 909.4664 | 1
111087 | BPM-F-400/17-P-W | Box+door,clip-down.handle,white,H=1760,W=400,IP54 | 911.0418 | 1
111077 | BPM-F-400/17-W | Box with door,rot.handle,white,H=1760,W=400,IP54 | 849.8491 | 1
111038 | BPM-F-400/20 | Box with door,rot.handle,grey,H=2060,W=400,IP54 | 926.0665 | 1
193210 | BPM-F-400/20/4-P | Floor standing distribution board, IP55, HxWxD=2060x400x400mm | 1224.4692 | 1
111048 | BPM-F-400/20-P | Box+door,clip-down.handle,grey,H=2060,W=400,IP54 | 987.5196 | 1
111088 | BPM-F-400/20-P-W | Box+door,clip-down.handle,white,H=2060,W=400,IP54 | 989.2903 | 1
111078 | BPM-F-400/20-W | Box with door,rot.handle,white,H=2060,W=400,IP54 | 927.8372 | 1
286653 | BP-MF-400/4 | Base frame, WxH=400x460 | 80.9045 | 1
286654 | BP-MF-400/7 | Base frame, WxH=400x760 | 98.1426 | 1
286660 | BP-MF-600/10 | Base frame, WxH=600x1060 | 148.4521 | 1
286661 | BP-MF-600/12 | Base frame, WxH=600x1260 | 150.3338 | 1
286662 | BP-MF-600/15 | Base frame, WxH=600x1560 | 172.4071 | 1
111039 | BPM-F-600/17 | Box with door,rot.handle,grey,H=1760,W=600,IP54 | 917.4735 | 1
193211 | BPM-F-600/17/4-P | Floor standing distribution board, IP55, HxWxD=1760x600x400mm | 1218.2996 | 1
174362 | BPM-F-600/17-F | Floor standing distribution board without door, IP54, HxWxD=1760x600x320mm | 814.3205 | 1
111049 | BPM-F-600/17-P | Box+door,clip-down.handle,grey,H=1760,W=600,IP54 | 979.5125 | 1
111089 | BPM-F-600/17-P-W | Box+door,clip-down.handle,white,H=1760,W=600,IP54 | 981.3352 | 1
111079 | BPM-F-600/17-W | Box with door,rot.handle,white,H=1760,W=600,IP54 | 919.2963 | 1
193650 | BPM-F-600/19/2-P-288-EP | Stand alone distribution box, EP, IP54, HxWxB=1910x600x250mm, support frame and cover plate | 1581.6875 | #N/A
147410 | BPM-F-600/19/2-P-EP |  | 1124.0233 | 1
193192 | BPM-F-600/19/4-P-EP | Floor standing distribution board, EP, IP55, HxWxD=1910x600x400mm | 1426.0817 | 1
111040 | BPM-F-600/20 | Box with door,rot.handle,grey,H=2060,W=600,IP54 | 998.0656 | 1
142445 | BPM-F-600/20/2-P-EP | #N/A | 1124.0233 | 1
193212 | BPM-F-600/20/4-P | Floor standing distribution board, IP55, HxWxD=2060x600x400mm | 1311.6145 | 1
174363 | BPM-F-600/20-F | Floor standing distribution board without door, IP54, HxWxD=2060x600x320mm | 875.5022 | 1
111050 | BPM-F-600/20-P | Box+door,clip-down.handle,grey,H=2060,W=600,IP54 | 1058.9067 | 1
111090 | BPM-F-600/20-P-W | Box+door,clip-down.handle,white,H=2060,W=600,IP54 | 1061.107 | 1
111080 | BPM-F-600/20-W | Box with door,rot.handle,white,H=2060,W=600,IP54 | 1000.2529 | 1
286658 | BP-MF-600/4 | Base frame, WxH=600x460 | 91.1611 | 1
286659 | BP-MF-600/7 | Base frame, WxH=600x760 | 120.1736 | 1
286665 | BP-MF-800/10 | Base frame, WxH=800x1060 | 164.5998 | 1
286666 | BP-MF-800/12 | Base frame, WxH=800x1260 | 186.3659 | 1
286667 | BP-MF-800/15 | Base frame, WxH=800x1560 | 209.3831 | 1
111041 | BPM-F-800/17 | Box with door,rot.handle,grey,H=1760,W=800,IP54 | 986.8946 | 1
193213 | BPM-F-800/17/4-P | Floor standing distribution board, IP55, HxWxD=1760x800x400mm | 1334.1721 | 1
174367 | BPM-F-800/17-F | Floor standing distribution board without door, IP54, HxWxD=1760x800x320mm | 880.3222 | 1
111051 | BPM-F-800/17-P | Box+door,clip-down.handle,grey,H=1760,W=800,IP54 | 1063.1121 | 1
111091 | BPM-F-800/17-P-W | Box+door,clip-down.handle,white,H=1760,W=800,IP54 | 1049.7018 | 1
111081 | BPM-F-800/17-W | Box with door,rot.handle,white,H=1760,W=800,IP54 | 995.6048 | 1
111042 | BPM-F-800/20 | Box with door,rot.handle,grey,H=2060,W=800,IP54 | 1098.7991 | 1
193214 | BPM-F-800/20/4-P | Floor standing distribution board, IP55, HxWxD=2060x800x400mm | 1442.5896 | 1
174368 | BPM-F-800/20-F | Floor standing distribution board without door, IP54, HxWxD=2060x800x320mm | 945.2313 | 1
111052 | BPM-F-800/20-P | Box+door,clip-down.handle,grey,H=2060,W=800,IP54 | 1188.9249 | 1
111092 | BPM-F-800/20-P-W | Box+door,clip-down.handle,white,H=2060,W=800,IP54 | 1162.5176 | 1
111082 | BPM-F-800/20-W | Box with door,rot.handle,white,H=2060,W=800,IP54 | 1101.4421 | 1
286663 | BP-MF-800/4 | Base frame, WxH=800x460 | 99.4706 | 1
286664 | BP-MF-800/7 | Base frame, WxH=800x760 | 126.9423 | 1
193651 | BPM-F-850/19/2-P-432-EP | Stand alone distribution box, EP, IP54, HxWxB=1910x850x250mmmm, support frame and cover plate | 1830.6569 | #N/A
147411 | BPM-F-850/19/2-P-EP |  | 1263.1532 | 1
193193 | BPM-F-850/19/4-P-EP | Floor standing distribution board, EP, IP55, HxWxD=1910x850x400mm | 1636.6073 | 1
142446 | BPM-F-850/20/2-P-EP | #N/A | 1263.1532 | 1
111431 | BP-MFL-1000 | Add-on conn.element,one on top other,grey,W=1000 | 74.3947 | 1
111433 | BP-MFL-1000-W | Add-on conn.element,one on top other,white,W=1000 | 74.6941 | 1
111432 | BP-MFL-1200 | Add-on conn.element,one on top other,grey,W=1200 | 78.8084 | 1
111434 | BP-MFL-1200-W | Add-on conn.element,one on top other,white,W=1200 | 79.1469 | 1
286743 | BP-MFL-400 | Add-on conn.element,one on top other,grey,W=400 | 27.9533 | 1
292465 | BP-MFL-400-W | Add-on conn.element,one on top other,white,W=400 | 29.3334 | 1
286744 | BP-MFL-600 | Set for connection BP-O vertically,W=600,grey | 29.3074 | 1
292466 | BP-MFL-600-W | Set for connection BP-O vertically,W=600,white | 30.5963 | 1
286745 | BP-MFL-800 | Set for connection BP-O vertically,W=800,grey | 32.7186 | 1
292467 | BP-MFL-800-W | Set for connection BP-O vertically,W=800,white | 34.4241 | 1
111032 | BPM-O-1000/10 | Case with door, set, SURFACE, grey, 1000x1060, IP54 | 876.9952 | 1
193229 | BPM-O-1000/10-F | Surface-mounted distribution board without door, IP55, HxWxD=1060x1000x270mm | 741.5066 | 1
116668 | BPM-O-1000/10-P | Case+door, handle, SURFACE, grey, 1000x1060, IP54 | 1037.8799 | 1
111072 | BPM-O-1000/10-W | Case with door, set, SURFACE, white, 1000x1060, IP54 | 878.7008 | 1
111033 | BPM-O-1000/12 | Case with door, set, SURFACE, grey, 1000x1260, IP54 | 964.032 | 1
193230 | BPM-O-1000/12-F | Surface-mounted distribution board without door, IP55, HxWxD=1260x1000x270mm | 784.3081 | 1
116669 | BPM-O-1000/12-P | Case+door, handle, SURFACE, grey, 1000x1260, IP54 | 1138.6655 | 1
111073 | BPM-O-1000/12-W | Case with door, set, SURFACE, white, 1000x1260, IP54 | 965.9199 | 1
111034 | BPM-O-1000/15 | Case with door, set, SURFACE, grey, 1000x1560, IP54 | 1043.1268 | 1
174369 | BPM-O-1000/15-F | Surface mounting installation distribution board without door, IP54, HxWxD=1560x1000x270mm | 847.8676 | 1
116670 | BPM-O-1000/15-P | Case+door, handle, SURFACE, grey, 1000x1560, IP54 | 1228.3714 | 1
111074 | BPM-O-1000/15-W | Case with door, set, SURFACE, white, 1000x1560, IP54 | 1053.5165 | 1
193189 | BPM-O-1100/11-P-EP-W | Surface-mounted distribution board, EP, IP55, HxWxD=1160x1100x270mm | 1642.0992 | 1
195326 | BPM-O-1100/14-P-EP |  | 1938.4622 | 1
193190 | BPM-O-1100/14-P-EP-W | Surface-mounted distribution board, EP, IP55, HxWxD=1460x1100x270mm | 1837.9795 | 1
195324 | BPM-O-1100/8-P-EP |  | 1405.9445 | 1
193188 | BPM-O-1100/8-P-EP-W | Surface-mounted distribution board, EP, IP55, HxWxD=860x1100x270mm | 1460.8642 | 1
111035 | BPM-O-1200/12 | Case with door, set, SURFACE, grey, 1200x1260, IP54 | 1031.9819 | 1
193231 | BPM-O-1200/12-F | Surface-mounted distribution board without door, IP55, HxWxD=1260x1200x270mm | 815.4131 | 1
116671 | BPM-O-1200/12-P | Case+door, handle, SURFACE, grey, 1200x1260, IP54 | 1205.5738 | 1
111075 | BPM-O-1200/12-W | Case with door, set, SURFACE, white, 1200x1260, IP54 | 1026.2012 | 1
111036 | BPM-O-1200/15 | Case with door, set, SURFACE, grey, 1200x1560, IP54 | 1120.3337 | 1
193232 | BPM-O-1200/15-F | Surface-mounted distribution board without door, IP55, HxWxD=1560x1200x270mm | 886.4275 | 1
116672 | BPM-O-1200/15-P | Case+door, handle, SURFACE, grey, 1200x1560, IP54 | 1315.0176 | 1
111076 | BPM-O-1200/15-W | Case with door, set, SURFACE, white, 1200x1560, IP54 | 1122.9116 | 1
193649 | BPM-O-350/11-P-EP-W | Surface-mounted distribution board, EP, IP55, HxWxD=1160x350x270mm | 1125.854 | #N/A
193648 | BPM-O-350/8-P-EP-W | Surface-mounted distribution board, EP, IP55, HxWxD=860x350x270mm | 957.4335 | #N/A
110839 | BPM-O-400/10 | Case with door, set, SURFACE, grey, 400x1060, IP54 | 593.6991 | 1
116655 | BPM-O-400/10-P | Case+door, handle, SURFACE, grey, 400x1060, IP54 | 688.7691 | 1
111059 | BPM-O-400/10-W | Case with door, set, SURFACE, white, 400x1060, IP54 | 594.5845 | 1
111020 | BPM-O-400/12 | Case with door, set, SURFACE, grey, 400x1260, IP54 | 658.4332 | 1
116656 | BPM-O-400/12-P | Case+door, handle, SURFACE, grey, 400x1260, IP54 | 749.8707 | 1
111060 | BPM-O-400/12-W | Case with door, set, SURFACE, white, 400x1260, IP54 | 654.345 | 1
111021 | BPM-O-400/15 | Case with door, set, SURFACE, grey, 400x1560, IP54 | 709.4965 | 1
116657 | BPM-O-400/15-P | Case+door, handle, SURFACE, grey, 400x1560, IP54 | 815.8025 | 1
111061 | BPM-O-400/15-W | Case with door, set, SURFACE, white, 400x1560, IP54 | 716.2798 | 1
110837 | BPM-O-400/4 | Case with door, set, SURFACE, grey, 400x460, IP54 | 431.5255 | 1
116653 | BPM-O-400/4-P | Case+door, handle, SURFACE, grey, 400x460, IP54 | 475.9228 | 1
111057 | BPM-O-400/4-W | Case with door, set, SURFACE, white, 400x460, IP54 | 431.9682 | 1
110838 | BPM-O-400/7 | Case with door, set, SURFACE, grey, 400x760, IP54 | 507.6909 | 1
116654 | BPM-O-400/7-P | Case+door, handle, SURFACE, grey, 400x760, IP54 | 563.1939 | 1
111058 | BPM-O-400/7-W | Case with door, set, SURFACE, white, 400x760, IP54 | 504.8396 | 1
111024 | BPM-O-600/10 | Case with door, set, SURFACE, grey, 600x1060, IP54 | 657.0401 | 1
174359 | BPM-O-600/10-F | Surface mounting installation distribution board without door, IP54, HxWxD=1060x600x270mm | 588.2953 | 1
116660 | BPM-O-600/10-P | Case+door, handle, SURFACE, grey, 600x1060, IP54 | 749.454 | 1
111064 | BPM-O-600/10-W | Case with door, set, SURFACE, white, 600x1060, IP54 | 652.8738 | 1
195319 | BPM-O-600/11-P-EP | Surface-mounted installation distributor IP55, EP WxHxD=600x1160x270mm, gray, swivel lever | 1156.9751 | 1
193183 | BPM-O-600/11-P-EP-W | Surface-mounted distribution board, EP, IP55, HxWxD=1160x600x270mm | 1215.5562 | 1
111025 | BPM-O-600/12 | Case with door, set, SURFACE, grey, 600x1260, IP54 | 718.1156 | 1
174360 | BPM-O-600/12-F | Surface mounting installation distribution board without door, IP54, HxWxD=1260x600x270mm | 633.6675 | 1
116661 | BPM-O-600/12-P | Case+door, handle, SURFACE, grey, 600x1260, IP54 | 816.7269 | 1
193263 | BPM-O-600/12-P-F3A-W | Surface-mounted distribution board, IP55, HxWxD=1260x600x270mm | 860.2711 | 1
111065 | BPM-O-600/12-W | Case with door, set, SURFACE, white, 600x1260, IP54 | 718.2328 | 1
195320 | BPM-O-600/14-P-EP | Surface-mounted installation distributor IP55, EP WxHxD=600x1460x270mm, gray, swivel lever | 1292.4438 | 1
193184 | BPM-O-600/14-P-EP-W | Surface-mounted distribution board, EP, IP55, HxWxD=1460x600x270mm | 1347.3635 | 1
111026 | BPM-O-600/15 | Case with door, set, SURFACE, grey, 600x1560, IP54 | 784.0995 | 1
174361 | BPM-O-600/15-F | Surface mounting installation distribution board without door, IP54, HxWxD=1560x600x270mm | 695.4918 | 1
116662 | BPM-O-600/15-P | Case+door, handle, SURFACE, grey, 600x1560, IP54 | 887.7885 | 1
111066 | BPM-O-600/15-W | Case with door, set, SURFACE, white, 600x1560, IP54 | 785.6879 | 1
111022 | BPM-O-600/4 | Case with door, set, SURFACE, grey, 600x460, IP54 | 466.3142 | 1
116658 | BPM-O-600/4-P | Case+door, handle, SURFACE, grey, 600x460, IP54 | 533.2746 | 1
111062 | BPM-O-600/4-W | Case with door, set, SURFACE, white, 600x460, IP54 | 463.4759 | 1
111023 | BPM-O-600/7 | Case with door, set, SURFACE, grey, 600x760, IP54 | 536.0999 | 1
174358 | BPM-O-600/7-F | Surface mounting installation distribution board without door, IP54, HxWxD=760x600x270mm | 519.4017 | 1
116659 | BPM-O-600/7-P | Case+door, handle, SURFACE, grey, 600x760, IP54 | 612.4475 | 1
111063 | BPM-O-600/7-W | Case with door, set, SURFACE, white, 600x760, IP54 | 552.1402 | 1
193182 | BPM-O-600/8-P-EP-W | Surface-mounted distribution board, EP, IP55, HxWxD=860x600x270mm | 1034.3211 | 1
111029 | BPM-O-800/10 | Case with door, set, SURFACE, grey, 800x1060, IP54 | 723.8573 | 1
174364 | BPM-O-800/10-F | Surface mounting installation distribution board without door, IP54, HxWxD=1060x800x270mm | 643.9501 | 1
116665 | BPM-O-800/10-P | Case+door, handle, SURFACE, grey, 800x1060, IP54 | 796.5854 | 1
111069 | BPM-O-800/10-W | Case with door, set, SURFACE, white, 800x1060, IP54 | 698.4037 | 1
111030 | BPM-O-800/12 | Case with door, set, SURFACE, grey, 800x1260, IP54 | 781.0138 | 1
174365 | BPM-O-800/12-F | Surface mounting installation distribution board without door, IP54, HxWxD=1260x800x270mm | 706.0958 | 1
116666 | BPM-O-800/12-P | Case+door, handle, SURFACE, grey, 800x1260, IP54 | 895.7826 | 1
193264 | BPM-O-800/12-P-F3A-W | Surface-mounted distribution board, IP55, HxWxD=1260x800x270mm | 938.4191 | 1
111070 | BPM-O-800/12-W | Case with door, set, SURFACE, white, 800x1260, IP54 | 777.2772 | 1
111031 | BPM-O-800/15 | Case with door, set, SURFACE, grey, 800x1560, IP54 | 849.4064 | 1
174366 | BPM-O-800/15-F | Surface mounting installation distribution board without door, IP54, HxWxD=1560x800x270mm | 767.3417 | 1
116667 | BPM-O-800/15-P | Case+door, handle, SURFACE, grey, 800x1560, IP54 | 949.8796 | 1
111071 | BPM-O-800/15-W | Case with door, set, SURFACE, white, 800x1560, IP54 | 851.2943 | 1
111027 | BPM-O-800/4 | Case with door, set, SURFACE, grey, 800x460, IP54 | 497.197 | 1
116663 | BPM-O-800/4-P | Case+door, handle, SURFACE, grey, 800x460, IP54 | 575.3544 | 1
111067 | BPM-O-800/4-W | Case with door, set, SURFACE, white, 800x460, IP54 | 497.9001 | 1
111028 | BPM-O-800/7 | Case with door, set, SURFACE, grey, 800x760, IP54 | 592.306 | 1
116664 | BPM-O-800/7-P | Case+door, handle, SURFACE, grey, 800x760, IP54 | 655.2564 | 1
111068 | BPM-O-800/7-W | Case with door, set, SURFACE, white, 800x760, IP54 | 593.4518 | 1
195322 | BPM-O-850/11-P-EP | Surface-mounted installation distributor IP55, EP WxHxD=850x1160x270mm, gray, swivel lever | 1305.2584 | 1
193186 | BPM-O-850/11-P-EP-W | Surface-mounted distribution board, EP, IP55, HxWxD=1160x850x270mm | 1358.3474 | 1
195323 | BPM-O-850/14-P-EP | Surface-mounted installation distributor IP55, EP WxHxD=850x1460x270mm, gray, swivel lever | 1267.0532 | 1
193187 | BPM-O-850/14-P-EP-W | Surface-mounted distribution board, EP, IP55, HxWxD=1460x850x270mm | 1519.4452 | 1
193185 | BPM-O-850/8-P-EP-W | Surface-mounted distribution board, EP, IP55, HxWxD=860x850x270mm | 1193.5883 | 1
286748 | BP-MSL-10 | Set for connection BP-O horizontally,H=1060,grey | 26.8467 | 1
292470 | BP-MSL-10-W | Set for connection BP-O horizontally,H=1060,white | 26.5212 | 1
286749 | BP-MSL-12 | Set for connection BP-O horizontally,H=1260,grey | 28.6694 | 1
292471 | BP-MSL-12-W | Set for connection BP-O horizontally,H=1260,white | 29.9974 | 1
286750 | BP-MSL-15 | Set for connection BP-O horizontally,H=1560,grey | 32.6274 | 1
292472 | BP-MSL-15-W | Set for connection BP-O horizontally,H=1560,white | 34.2288 | 1
286746 | BP-MSL-4 | Add-on conn.element,one next to other,grey,H=460 | 18.7614 | 1
292468 | BP-MSL-4-W | Add-on conn.element,one next to other,white,H=460 | 21.4044 | 1
286747 | BP-MSL-7 | Set for connection BP-O horizontally,H=760,grey | 20.4019 | 1
292469 | BP-MSL-7-W | Set for connection BP-O horizontally,H=760,white | 23.3964 | 1
111422 | BP-MSL-MSW-10 | Add-on conn.element,one next to other,grey,H=1060 | 33.7862 | 1
111428 | BP-MSL-MSW-10-W | Add-on conn.element,one next to other,white,H=1060 | 36.1688 | 1
111423 | BP-MSL-MSW-12 | Add-on conn.element,one next to other,grey,H=1260 | 38.0176 | 1
111429 | BP-MSL-MSW-12-W | Add-on conn.element,one next to other,white,H=1260 | 40.6866 | 1
111424 | BP-MSL-MSW-15 | Add-on conn.element,one next to other,grey,H=1560 | 42.6917 | 1
111430 | BP-MSL-MSW-15-W | Add-on conn.element,one next to other,white,H=1560 | 45.8685 | 1
111419 | BP-MSL-MSW-4 | Add-on conn.element,one next to other,grey,H=460 | 23.8782 | 1
111425 | BP-MSL-MSW-4-W | Add-on conn.element,one next to other,white,H=460 | 24.1255 | 1
111421 | BP-MSL-MSW-7 | Add-on conn.element,one next to other,grey,H=760 | 29.5157 | 1
111427 | BP-MSL-MSW-7-W | Add-on conn.element,one next to other,white,H=760 | 29.8933 | 1
111272 | BPM-U-3S-1000/10 | Frame with door, Doppelbart lock, FLUSH mounting, grey, WxH=1035x1060, IP54 | 629.7441 | 1
119160 | BPM-U-3S-1000/10-P | Frame with door, Clip-down handle, FLUSH, grey, WxH=1035x1060, IP54 | 705.4582 | 1
144254 | BPM-U-3S-1000/10-W | 3-component flush-mounted door frame with door, double-bit lock, IP54, HxW=1060x1000mm, white | 640.4801 | 1
111273 | BPM-U-3S-1000/12 | Frame with door, Doppelbart lock, FLUSH mounting, grey, WxH=1035x1260, IP54 | 700.4646 | 1
119161 | BPM-U-3S-1000/12-P | Frame with door, Clip-down handle, FLUSH, grey, WxH=1035x1260, IP54 | 774.8679 | 1
144255 | BPM-U-3S-1000/12-W | 3-component flush-mounted door frame with door, double-bit lock, IP54, HxW = 1260 x 1000 mm, white | 711.7625 | 1
111274 | BPM-U-3S-1000/15 | Frame with door, Doppelbart lock, FLUSH mounting, grey, WxH=1035x1560, IP54 | 826.6756 | 1
119162 | BPM-U-3S-1000/15-P | Frame with door, Clip-down handle, FLUSH, grey, WxH=1035x1560, IP54 | 887.2219 | 1
144256 | BPM-U-3S-1000/15-W | 3-component flush-mounted door frame with door, double-bit lock, IP54, HxW=1560x1000mm, white | 845.963 | 1
111275 | BPM-U-3S-1000/17 | Frame with door, Doppelbart lock, FLUSH mounting, grey, WxH=1035x1760, IP54 | 946.5199 | 1
111277 | BPM-U-3S-1000/17-P | Frame with door, Clip-down handle, FLUSH, grey, WxH=1035x1760, IP54 | 1006.8165 | 1
144257 | BPM-U-3S-1000/17-W | 3-component flush-mounted door frame with door, double-bit lock, IP54, HxW=1760x1000mm, white | 964.871 | 1
111276 | BPM-U-3S-1000/20 | Frame with door, Doppelbart lock, FLUSH mounting, grey, WxH=1035x2060, IP54 | 1031.2847 | 1
111278 | BPM-U-3S-1000/20-P | Frame with door, Clip-down handle, FLUSH, grey, WxH=1035x2060, IP54 | 1095.3265 | 1
144258 | BPM-U-3S-1000/20-W | 3-component flush-mounted door frame with door, double-bit lock, IP54, HxW=2060x1000mm, white | 1054.13 | 1
111279 | BPM-U-3S-1200/12 | Frame with door, Doppelbart lock, FLUSH mounting, grey, WxH=1235x1260, IP54 | 738.4777 | 1
119163 | BPM-U-3S-1200/12-P | Frame with door, Clip-down handle, FLUSH, grey, WxH=1235x1260, IP54 | 812.9435 | 1
144259 | BPM-U-3S-1200/12-W | 3-component flush-mounted door frame with door, double-bit lock, IP54, HxW=1260x1200mm, white | 753.4583 | 1
111280 | BPM-U-3S-1200/15 | Frame with door, Doppelbart lock, FLUSH mounting, grey, WxH=1235x1560, IP54 | 861.1308 | 1
119164 | BPM-U-3S-1200/15-P | Frame with door, Clip-down handle, FLUSH, grey, WxH=1235x1560, IP54 | 921.6771 | 1
144260 | BPM-U-3S-1200/15-W | 3-component flush-mounted door frame with door, double-bit lock, IP54, HxW=1560x1200mm, white | 884.7252 | 1
111281 | BPM-U-3S-1200/17 | Frame with door, Doppelbart lock, FLUSH mounting, grey, WxH=1235x1760, IP54 | 998.8893 | 1
111283 | BPM-U-3S-1200/17-P | Frame with door, Clip-down handle, FLUSH, grey, WxH=1235x1760, IP54 | 1059.1859 | 1
144261 | BPM-U-3S-1200/17-W | 3-component flush-mounted door frame with door, double-bit lock, IP54, HxW=1760x1200mm, white | 1022.1715 | 1
111282 | BPM-U-3S-1200/20 | Frame with door, Doppelbart lock, FLUSH mounting, grey, WxH=1235x2060, IP54 | 1091.3317 | 1
111284 | BPM-U-3S-1200/20-P | Frame with door, Clip-down handle, FLUSH, grey, WxH=1235x2060, IP54 | 1158.1823 | 1
144262 | BPM-U-3S-1200/20-W | 3-component flush-mounted door frame with door, double-bit lock, IP54, HxW=2060x1200mm, white | 1119.6698 | 1
111253 | BPM-U-3S-400/10 | Frame with door, Doppelbart lock, FLUSH mounting, grey, WxH=435x1060, IP54 | 391.0543 | 1
119149 | BPM-U-3S-400/10-P | Frame with door, Clip-down handle, FLUSH, grey, WxH=435x1060, IP54 | 464.2092 | 1
144239 | BPM-U-3S-400/10-W | 3-component flush-mounted door frame with door, double-bit lock, IP54, HxW=1060x400mm, white | 398.4821 | 1
111254 | BPM-U-3S-400/12 | Frame with door, Doppelbart lock, FLUSH mounting, grey, WxH=435x1260, IP54 | 422.8255 | 1
119150 | BPM-U-3S-400/12-P | Frame with door, Clip-down handle, FLUSH, grey, WxH=435x1260, IP54 | 498.3523 | 1
144240 | BPM-U-3S-400/12-W | 3-component flush-mounted door frame with door, double-bit lock, IP54, HxW=1260x400mm, white | 435.7462 | 1
111251 | BPM-U-3S-400/4 | Frame with door, Doppelbart lock, FLUSH mounting, grey, WxH=435x460, IP54 | 302.2322 | 1
119147 | BPM-U-3S-400/4-P | Frame with door, Clip-down handle, FLUSH, grey, WxH=435x460, IP54 | 349.9826 | 1
144237 | BPM-U-3S-400/4-W | 3-component flush-mounted door frame with door, double-bit lock, IP54, HxW=460x400mm, white | 308.8486 | 1
111252 | BPM-U-3S-400/7 | Frame with door, Doppelbart lock, FLUSH mounting, grey, WxH=435x760, IP54 | 347.049 | 1
119148 | BPM-U-3S-400/7-P | Frame with door, Clip-down handle, FLUSH, grey, WxH=435x760, IP54 | 383.8137 | 1
144238 | BPM-U-3S-400/7-W | 3-component flush-mounted door frame with door, double-bit lock, IP54, HxW=760x400mm, white | 352.0425 | 1
111257 | BPM-U-3S-600/10 | Frame with door, Doppelbart lock, FLUSH mounting, grey, WxH=635x1060, IP54 | 433.1246 | 1
119153 | BPM-U-3S-600/10-P | Frame with door, Clip-down handle, FLUSH, grey, WxH=635x1060, IP54 | 509.2756 | 1
144243 | BPM-U-3S-600/10-W | 3-component flush-mounted door frame with door, double-bit lock, IP54, HxW=1060x600mm, white | 447.5434 | 1
111258 | BPM-U-3S-600/12 | Frame with door, Doppelbart lock, FLUSH mounting, grey, WxH=635x1260, IP54 | 488.5526 | 1
119154 | BPM-U-3S-600/12-P | Frame with door, Clip-down handle, FLUSH, grey, WxH=635x1260, IP54 | 562.1444 | 1
144244 | BPM-U-3S-600/12-W | 3-component flush-mounted door frame with door, double-bit lock, IP54, HxW=1260x600mm, white | 498.1026 | 1
111259 | BPM-U-3S-600/15 | Frame with door, Doppelbart lock, FLUSH mounting, grey, WxH=635x1560, IP54 | 555.0911 | 1
119155 | BPM-U-3S-600/15-P | Frame with door, Clip-down handle, FLUSH, grey, WxH=635x1560, IP54 | 625.7492 | 1
144245 | BPM-U-3S-600/15-W | 3-component flush-mounted door frame with door, double-bit lock, IP54, HxW=1560x600mm, white | 570.8206 | 1
111260 | BPM-U-3S-600/17 | Frame with door, Doppelbart lock, FLUSH mounting, grey, WxH=635x1760, IP54 | 640.5425 | 1
111262 | BPM-U-3S-600/17-P | Frame with door, Clip-down handle, FLUSH, grey, WxH=635x1760, IP54 | 696.6571 | 1
144246 | BPM-U-3S-600/17-W | 3-component flush-mounted door frame with door, double-bit lock, IP54, HxW=1760x600mm, white | 658.3319 | 1
111261 | BPM-U-3S-600/20 | Frame with door, Doppelbart lock, FLUSH mounting, grey, WxH=635x2060, IP54 | 689.6038 | 1
111263 | BPM-U-3S-600/20-P | Frame with door, Clip-down handle, FLUSH, grey, WxH=635x2060, IP54 | 753.5831 | 1
144247 | BPM-U-3S-600/20-W | 3-component flush-mounted door frame with door, double-bit lock, IP54, HxW=2060x600mm, white | 714.6337 | 1
111255 | BPM-U-3S-600/4 | Frame with door, Doppelbart lock, FLUSH mounting, grey, WxH=635x460, IP54 | 330.1334 | 1
119151 | BPM-U-3S-600/4-P | Frame with door, Clip-down handle, FLUSH, grey, WxH=635x460, IP54 | 378.5705 | 1
144241 | BPM-U-3S-600/4-W | 3-component flush-mounted door frame with door, double-bit lock, IP54, HxW=460x600mm, white | 338.2479 | 1
111256 | BPM-U-3S-600/7 | Frame with door, Doppelbart lock, FLUSH mounting, grey, WxH=635x760, IP54 | 384.9996 | 1
119152 | BPM-U-3S-600/7-P | Frame with door, Clip-down handle, FLUSH, grey, WxH=635x760, IP54 | 426.9451 | 1
144242 | BPM-U-3S-600/7-W | 3-component flush-mounted door frame with door, double-bit lock, IP54, HxW=760x600mm, white | 394.5497 | 1
111265 | BPM-U-3S-800/10 | Frame with door, Doppelbart lock, FLUSH mounting, grey, WxH=835x1060, IP54 | 483.8087 | 1
119157 | BPM-U-3S-800/10-P | Frame with door, Clip-down handle, FLUSH, grey, WxH=835x1060, IP54 | 553.4682 | 1
144249 | BPM-U-3S-800/10-W | 3-component flush-mounted door frame with door, double-bit lock, IP54, HxW=1060x800mm, white | 497.2288 | 1
111266 | BPM-U-3S-800/12 | Frame with door, Doppelbart lock, FLUSH mounting, grey, WxH=835x1260, IP54 | 527.0026 | 1
119158 | BPM-U-3S-800/12-P | Frame with door, Clip-down handle, FLUSH, grey, WxH=835x1260, IP54 | 600.4072 | 1
144250 | BPM-U-3S-800/12-W | 3-component flush-mounted door frame with door, double-bit lock, IP54, HxW=1260x800mm, white | 544.2302 | 1
111267 | BPM-U-3S-800/15 | Frame with door, Doppelbart lock, FLUSH mounting, grey, WxH=835x1560, IP54 | 624.0015 | 1
119159 | BPM-U-3S-800/15-P | Frame with door, Clip-down handle, FLUSH, grey, WxH=835x1560, IP54 | 677.1824 | 1
144251 | BPM-U-3S-800/15-W | 3-component flush-mounted door frame with door, double-bit lock, IP54, HxW=1560x800mm, white | 644.2252 | 1
111268 | BPM-U-3S-800/17 | Frame with door, Doppelbart lock, FLUSH mounting, grey, WxH=835x1760, IP54 | 695.4711 | 1
111270 | BPM-U-3S-800/17-P | Frame with door, Clip-down handle, FLUSH, grey, WxH=835x1760, IP54 | 751.4609 | 1
144252 | BPM-U-3S-800/17-W | 3-component flush-mounted door frame with door, double-bit lock, IP54, HxW=1760x800mm, white | 718.254 | 1
111269 | BPM-U-3S-800/20 | Frame with door, Doppelbart lock, FLUSH mounting, grey, WxH=835x2060, IP54 | 760.3243 | 1
111271 | BPM-U-3S-800/20-P | Frame with door, Clip-down handle, FLUSH, grey, WxH=835x2060, IP54 | 827.9864 | 1
144253 | BPM-U-3S-800/20-W | 3-component flush-mounted door frame with door, double-bit lock, IP54, HxW=2060x800mm, white | 790.972 | 1
111264 | BPM-U-3S-800/7 | Frame with door, Doppelbart lock, FLUSH mounting, grey, WxH=835x760, IP54 | 413.213 | 1
119156 | BPM-U-3S-800/7-P | Frame with door, Clip-down handle, FLUSH, grey, WxH=835x760, IP54 | 455.533 | 1
144248 | BPM-U-3S-800/7-W | 3-component flush-mounted door frame with door, double-bit lock, IP54, HxW=760x800mm, white | 426.9451 | 1
100972 | BP-O-1000/10 | #N/A | 538.7299 | 1
116629 | BP-O-1000/10-EW | #N/A | 919.3744 | 1
116647 | BP-O-1000/10-EW-W | #N/A | 1004.7707 | 1
149161 | BP-O-1000/10-MSW | Surface-mount service distribution board with three-point turn-lock, mounting side panel, W = 1000 mm, H = 1060 mm | 799.2179 | 1
187835 | BP-O-1000/10-P-F3A | Surface-mount service distribution board with rotary lever, prepared for F3A gland plate inserts, W=1000mm, H = 1060 mm | 877.9443 | 1
100973 | BP-O-1000/12 | #N/A | 595.5089 | 1
116630 | BP-O-1000/12-EW | #N/A | 1065.1171 | 1
116648 | BP-O-1000/12-EW-W | #N/A | 1163.9498 | 1
149162 | BP-O-1000/12-MSW | Surface-mount service distribution board with three-point turn-lock, mounting side panel, W = 1000 mm, H = 1260 mm | 864.834 | 1
187836 | BP-O-1000/12-P-F3A | Surface-mount service distribution board with rotary lever, prepared for F3A gland plate inserts, W=1000mm, H = 1260 mm | 912.7125 | 1
100974 | BP-O-1000/15 | #N/A | 684.4205 | 1
116631 | BP-O-1000/15-EW | #N/A | 1146.269 | 1
116649 | BP-O-1000/15-EW-W | #N/A | 1254.541 | 1
149163 | BP-O-1000/15-MSW | Surface-mount service distribution board with three-point turn-lock, mounting side panel, W = 1000 mm, H = 1560 mm | 966.9534 | 1
187837 | BP-O-1000/15-P-F3A | Surface-mount service distribution board with rotary lever, prepared for F3A gland plate inserts, W=1000mm, H = 1560 mm | 1020.4874 | 1
193180 | BP-O-1100/11-EP-W | Surface-mounted DB prepared for EP | 1266.8146 | 1
193181 | BP-O-1100/14-EP-W | Surface-mounted DB prepared for EP | 1433.4043 | 1
193179 | BP-O-1100/8-EP-W | Surface-mounted DB prepared for EP | 1138.6686 | 1
100975 | BP-O-1200/12 | #N/A | 692.1543 | 1
149164 | BP-O-1200/12-MSW | Surface-mount service distribution board with three-point turn-lock, mounting side panel, W = 1200 mm, H = 1260 mm | 941.7609 | 1
187838 | BP-O-1200/12-P-F3A | Surface-mount service distribution board with rotary lever, prepared for F3A gland plate inserts, W=1200mm, H = 1260 mm | 998.7653 | 1
100976 | BP-O-1200/15 | #N/A | 788.5913 | 1
149165 | BP-O-1200/15-MSW | Surface-mount service distribution board with three-point turn-lock, mounting side panel, W = 1500 mm, H = 1560 mm | 1052.1708 | 1
187839 | BP-O-1200/15-P-F3A | Surface-mount service distribution board with rotary lever, prepared for F3A gland plate inserts, W=1200mm, H = 1560 mm | 1114.9591 | 1
193172 | BP-O-350/11-EP-W | Surface-mounted DB prepared for EP | 820.1343 | 1
193171 | BP-O-350/8-EP-W | Surface-mounted DB prepared for EP | 746.908 | 1
100961 | BP-O-400/10 | #N/A | 365.0208 | 1
194520 | BP-O-400/10-C | Surface-mounted distr.board complete | 690.0934 | 1
194524 | BP-O-400/10-C-W | Surface-mounted distr.board complete | 717.9208 | 1
116616 | BP-O-400/10-EW | #N/A | 611.445 | 1
116634 | BP-O-400/10-EW-W | #N/A | 666.0367 | 1
149118 | BP-O-400/10-MSW | Surface-mount service distribution board with three-point turn-lock, mounting side panel, W = 400 mm, H = 1060 mm | 520.687 | 1
187822 | BP-O-400/10-P-F3A | Surface-mount service distribution board with rotary lever, prepared for F3A gland plate inserts, W=400mm, H = 1060 mm | 551.5992 | 1
100962 | BP-O-400/12 | #N/A | 400.2001 | 1
194521 | BP-O-400/12-C | Surface-mounted distr.board complete | 763.55 | 1
194525 | BP-O-400/12-C-W | Surface-mounted distr.board complete | 793.4982 | 1
116617 | BP-O-400/12-EW | #N/A | 731.9425 | 1
116635 | BP-O-400/12-EW-W | #N/A | 797.1322 | 1
149119 | BP-O-400/12-MSW | Surface-mount service distribution board with three-point turn-lock, mounting side panel, W = 400 mm, H = 1260 mm | 560.9178 | 1
187823 | BP-O-400/12-P-F3A | Surface-mount service distribution board with rotary lever, prepared for F3A gland plate inserts, W=400mm, H = 1260 mm | 585.6604 | 1
116618 | BP-O-400/15-EW | #N/A | 783.2011 | 1
116636 | BP-O-400/15-EW-W | #N/A | 853.9503 | 1
149150 | BP-O-400/15-MSW | Surface-mount service distribution board with three-point turn-lock, mounting side panel, W = 400 mm, H = 1560 mm | 621.5211 | 1
187824 | BP-O-400/15-P-F3A | Surface-mount service distribution board with rotary lever, prepared for F3A gland plate inserts, W=400mm, H = 1560 mm | 653.7186 | 1
100959 | BP-O-400/4 | #N/A | 285.0016 | 1
194518 | BP-O-400/4-C | Surface-mounted distr.board complete | 458.4128 | 1
194522 | BP-O-400/4-C-W | Surface-mounted distr.board complete | 488.1039 | 1
116614 | BP-O-400/4-EW | #N/A | 462.9942 | 1
116632 | BP-O-400/4-EW-W | #N/A | 502.6913 | 1
149116 | BP-O-400/4-MSW | Surface-mount service distribution board with three-point turn-lock, mounting side panel, W = 400 mm, H = 460 mm | 409.9559 | 1
187820 | BP-O-400/4-P-F3A | Surface-mount service distribution board with rotary lever, prepared for F3A gland plate inserts, W=400mm, H = 460 mm | 435.0198 | 1
100960 | BP-O-400/7 | #N/A | 325.7924 | 1
194519 | BP-O-400/7-C | Surface-mounted distr.board complete | 562.7815 | 1
194523 | BP-O-400/7-C-W | Surface-mounted distr.board complete | 601.9198 | 1
116615 | BP-O-400/7-EW | #N/A | 527.2595 | 1
116633 | BP-O-400/7-EW-W | #N/A | 573.6878 | 1
149117 | BP-O-400/7-MSW | Surface-mount service distribution board with three-point turn-lock, mounting side panel, W = 400 mm, H = 760 mm | 465.8034 | 1
187821 | BP-O-400/7-P-F3A | Surface-mount service distribution board with rotary lever, prepared for F3A gland plate inserts, W=400mm, H = 760 mm | 489.325 | 1
100965 | BP-O-600/10 | #N/A | 414.8473 | 1
293308 | BP-O-600/10-C | Distrib.box,SURFACE mount,grey, width 600, 6-rows | 463.3978 | 1
105535 | BP-O-600/10-C-W | Distrib.box,SURFACE mount,white, width 600, 6-rows | 516.4922 | 1
116621 | BP-O-600/10-EW | #N/A | 659.4357 | 1
116639 | BP-O-600/10-EW-W | #N/A | 720.0816 | 1
149153 | BP-O-600/10-MSW | Surface-mount service distribution board with three-point turn-lock, mounting side panel, W = 600 mm, H = 1060 mm | 442.6675 | 1
187827 | BP-O-600/10-P-F3A | Surface-mount service distribution board with rotary lever, prepared for F3A gland plate inserts, W=600mm, H = 1060 mm | 623.5776 | 1
193174 | BP-O-600/11-EP-W | Surface-mounted DB prepared for EP | 922.6511 | 1
100966 | BP-O-600/12 | #N/A | 481.339 | 1
293309 | BP-O-600/12-C | Distrib.box,SURFACE mount,grey, width 600, 7-rows | 536.3213 | 1
105536 | BP-O-600/12-C-W | Distrib.box,SURFACE mount,white, width 600, 7-rows | 602.4484 | 1
116622 | BP-O-600/12-EW | #N/A | 820.5417 | 1
116640 | BP-O-600/12-EW-W | #N/A | 895.6264 | 1
149154 | BP-O-600/12-MSW | Surface-mount service distribution board with three-point turn-lock, mounting side panel, W = 600 mm, H = 1260 mm | 476.2146 | 1
187828 | BP-O-600/12-P-F3A | Surface-mount service distribution board with rotary lever, prepared for F3A gland plate inserts, W=600mm, H = 1260 mm | 658.6029 | 1
193175 | BP-O-600/14-EP-W | Surface-mounted DB prepared for EP | 1047.1357 | 1
100967 | BP-O-600/15 | #N/A | 563.6496 | 1
293310 | BP-O-600/15-C | Distrib.box,SURFACE mount,grey, width 600, 9-rows | 644.5802 | 1
105537 | BP-O-600/15-C-W | Distrib.box,SURFACE mount,white, width 600, 9-rows | 694.2244 | 1
116623 | BP-O-600/15-EW | #N/A | 846.5681 | 1
116641 | BP-O-600/15-EW-W | #N/A | 965.6074 | 1
149155 | BP-O-600/15-MSW | Surface-mount service distribution board with three-point turn-lock, mounting side panel, W = 600 mm, H = 1560 mm | 698.3195 | 1
187829 | BP-O-600/15-P-F3A | Surface-mount service distribution board with rotary lever, prepared for F3A gland plate inserts, W=600mm, H = 1560 mm | 742.1493 | 1
100963 | BP-O-600/4 | #N/A | 330.0368 | 1
116619 | BP-O-600/4-EW | #N/A | 518.2369 | 1
116637 | BP-O-600/4-EW-W | #N/A | 562.2435 | 1
149151 | BP-O-600/4-MSW | Surface-mount service distribution board with three-point turn-lock, mounting side panel, W = 600 mm, H = 460 mm | 457.7701 | 1
187825 | BP-O-600/4-P-F3A | Surface-mount service distribution board with rotary lever, prepared for F3A gland plate inserts, W=600mm, H = 460 mm | 496.4585 | 1
100964 | BP-O-600/7 | #N/A | 372.1686 | 1
293307 | BP-O-600/7-C | Distrib.box,SURFACE mount,grey, width 600, 4-rows | 368.445 | 1
105534 | BP-O-600/7-C-W | Distrib.box,SURFACE mount,white, width 600, 4-rows | 425.6797 | 1
116620 | BP-O-600/7-EW | #N/A | 600.9642 | 1
116638 | BP-O-600/7-EW-W | #N/A | 642.3929 | 1
149152 | BP-O-600/7-MSW | Surface-mount service distribution board with three-point turn-lock, mounting side panel, W = 600 mm, H = 760 mm | 516.8953 | 1
187826 | BP-O-600/7-P-F3A | Surface-mount service distribution board with rotary lever, prepared for F3A gland plate inserts, W=600mm, H = 760 mm | 554.5554 | 1
193173 | BP-O-600/8-EP-W | Surface-mounted DB prepared for EP | 827.4569 | 1
100969 | BP-O-800/10 | #N/A | 473.4621 | 1
293312 | BP-O-800/10-C | Distrib.box,SURFACE mount,grey, width 800, 6-rows | 543.3519 | 1
105539 | BP-O-800/10-C-W | Distrib.box,SURFACE mount,white, width 800, 6-rows | 613.0204 | 1
116626 | BP-O-800/10-EW | #N/A | 714.6393 | 1
116644 | BP-O-800/10-EW-W | #N/A | 781.6909 | 1
149158 | BP-O-800/10-MSW | Surface-mount service distribution board with three-point turn-lock, mounting side panel, W = 800 mm, H = 1060 mm | 497.2297 | 1
187832 | BP-O-800/10-P-F3A | Surface-mount service distribution board with rotary lever, prepared for F3A gland plate inserts, W=800mm, H = 1060 mm | 673.3841 | 1
100970 | BP-O-800/12 | #N/A | 536.152 | 1
293313 | BP-O-800/12-C | Distrib.box,SURFACE mount,grey, width 800, 7-rows | 611.458 | 1
105540 | BP-O-800/12-C-W | Distrib.box,SURFACE mount,white, width 800, 7-rows | 700.1093 | 1
116627 | BP-O-800/12-EW | #N/A | 869.8734 | 1
116645 | BP-O-800/12-EW-W | #N/A | 950.791 | 1
149159 | BP-O-800/12-MSW | Surface-mount service distribution board with three-point turn-lock, mounting side panel, W = 800 mm, H = 1260 mm | 539.9669 | 1
187833 | BP-O-800/12-P-F3A | Surface-mount service distribution board with rotary lever, prepared for F3A gland plate inserts, W=800mm, H = 1260 mm | 714.836 | 1
100971 | BP-O-800/15 | #N/A | 591.616 | 1
293314 | BP-O-800/15-C | Distrib.box,SURFACE mount,grey, width 800, 9-rows | 739.507 | 1
105541 | BP-O-800/15-C-W | Distrib.box,SURFACE mount,white, width 800, 9-rows | 817.417 | 1
116628 | BP-O-800/15-EW | #N/A | 942.9791 | 1
116646 | BP-O-800/15-EW-W | #N/A | 1032.2553 | 1
149160 | BP-O-800/15-MSW | Surface-mount service distribution board with three-point turn-lock, mounting side panel, W = 800 mm, H = 1560 mm | 618.3078 | 1
187834 | BP-O-800/15-P-F3A | Surface-mount service distribution board with rotary lever, prepared for F3A gland plate inserts, W=800mm, H = 1560 mm | 797.3542 | 1
116624 | BP-O-800/4-EW | #N/A | 529.564 | 1
116642 | BP-O-800/4-EW-W | #N/A | 577.125 | 1
149156 | BP-O-800/4-MSW | Surface-mount service distribution board with three-point turn-lock, mounting side panel, W = 800 mm, H = 460 mm | 479.1066 | 1
187830 | BP-O-800/4-P-F3A | Surface-mount service distribution board with rotary lever, prepared for F3A gland plate inserts, W=800mm, H = 460 mm | 522.8721 | 1
100968 | BP-O-800/7 | #N/A | 411.0846 | 1
293311 | BP-O-800/7-C | Distrib.box,SURFACE mount,grey, width 800, 4-rows | 429.833 | 1
105538 | BP-O-800/7-C-W | Distrib.box,SURFACE mount,white, width 800, 4-rows | 487.8488 | 1
116625 | BP-O-800/7-EW | #N/A | 614.4135 | 1
116643 | BP-O-800/7-EW-W | #N/A | 671.1795 | 1
149157 | BP-O-800/7-MSW | Surface-mount service distribution board with three-point turn-lock, mounting side panel, W = 800 mm, H = 760 mm | 433.2203 | 1
187831 | BP-O-800/7-P-F3A | Surface-mount service distribution board with rotary lever, prepared for F3A gland plate inserts, W=800mm, H = 760 mm | 588.6809 | 1
193177 | BP-O-850/11-EP-W | Surface-mounted DB prepared for EP | 1059.9503 | 1
193178 | BP-O-850/14-EP-W | Surface-mounted DB prepared for EP | 1193.5883 | 1
193176 | BP-O-850/8-EP-W | Surface-mounted DB prepared for EP | 959.2642 | 1
286695 | BP-SP-10 | Side panel, grey, H=1060 | 82.073 | 1
292417 | BP-SP-10-W | Side panel, white, H=1060 | 78.8214 | 1
286696 | BP-SP-12 | Side panel, grey, H=1260 | 93.8569 | 1
292418 | BP-SP-12-W | Side panel, white, H=1260 | 90.1485 | 1
286697 | BP-SP-15 | Side panel, grey, H=1560 | 132.1632 | 1
292419 | BP-SP-15-W | Side panel, white, H=1560 | 116.3442 | 1
286693 | BP-SP-4 | Side panel, grey, H=460 | 43.0692 | 1
292415 | BP-SP-4-W | Side panel, white, H=460 | 49.0036 | 1
286694 | BP-SP-7 | Side panel, grey, H=760 | 66.1522 | 1
292416 | BP-SP-7-W | Side panel, white, H=760 | 63.393 | 1
293550 | BP-TBP-1000-BL | Top+bottom panel, blind, grey, W=1000 | 91.0339 | 1
293551 | BP-TBP-1000-BL-W | Top+bottom panel, blind, white, W=1000 | 94.9658 | 1
293552 | BP-TBP-1000-CE | Top+bottom panel, with opening, grey, W=1000 | 87.4925 | 1
293553 | BP-TBP-1000-CE-W | Top+bottom panel, with opening, white, W=1000 | 89.9012 | 1
144702 | BP-TBP1-1000-BL | Top or bottom panel for surface-mounted service distribution boards, blind, WxD = 1000 x 249 mm | 72.3641 | 1
144712 | BP-TBP1-1000-BL-W | Top or bottom panel for surface-mounted service distribution boards, blind, WxD = 1000 x 249 mm, white | 71.3358 | 1
144707 | BP-TBP1-1000-CE | Top or bottom panel for surface-mounted service distribution boards with opening for cable entry, W x D = 1000 x 249 mm | 68.1867 | 1
144717 | BP-TBP1-1000-CE-W | Top or bottom panel for surface-mounted service distribution boards with opening for cable entry, W x D = 1000 x 249 mm, white | 70.1147 | 1
194529 | BP-TBP1-1000-F3A-IP31 | Top panel (closed) for IP31 upgrade | 181.4885 | 1
194534 | BP-TBP1-1000-F3A-IP31-W | Top panel (closed) for IP31 upgrade | 175.576 | 1
144703 | BP-TBP1-1200-BL | Top or bottom panel for surface-mounted service distribution boards, blind, WxD = 1200 x 249 mm | 77.4411 | 1
144713 | BP-TBP1-1200-BL-W | Top or bottom panel for surface-mounted service distribution boards, blind, WxD = 1200 x 249 mm, white | 77.0555 | 1
144708 | BP-TBP1-1200-CE | Top or bottom panel for surface-mounted service distribution boards with opening for cable entry, W x D = 1200 x 249 mm | 77.6982 | 1
144718 | BP-TBP1-1200-CE-W | Top or bottom panel for surface-mounted service distribution boards with opening for cable entry, W x D = 1200 x 249 mm, white | 75.7702 | 1
194530 | BP-TBP1-1200-F3A-IP31 | Top panel (closed) for IP31 upgrade | 208.5447 | 1
194535 | BP-TBP1-1200-F3A-IP31-W | Top panel (closed) for IP31 upgrade | 199.8045 | 1
293554 | BP-TBP-1200-BL | Top+bottom panel, blind, grey, W=1200 | 100.7596 | 1
293555 | BP-TBP-1200-BL-W | Top+bottom panel, blind, white, W=1200 | 105.4207 | 1
293556 | BP-TBP-1200-CE | Top+bottom panel, with opening, grey, W=1200 | 96.0074 | 1
293557 | BP-TBP-1200-CE-W | Top+bottom panel, with opening, white, W=1200 | 98.8327 | 1
144689 | BP-TBP1-400-BL | Top or bottom panel for surface-mounted service distribution boards, blind, WxD = 400 x 249 mm | 49.8708 | 1
144709 | BP-TBP1-400-BL-W | Top or bottom panel for surface-mounted service distribution boards, blind, WxD = 400 x 249 mm, white | 49.9351 | 1
144704 | BP-TBP1-400-CE | Top or bottom panel for surface-mounted service distribution boards with opening for cable entry, W x D = 400 x 249 mm | 46.9145 | 1
144714 | BP-TBP1-400-CE-W | Top or bottom panel for surface-mounted service distribution boards with opening for cable entry, W x D = 400 x 249 mm, white | 50.1279 | 1
194526 | BP-TBP1-400-F3A-IP31 | Top panel (closed) for IP31 upgrade | 106.9394 | 1
194531 | BP-TBP1-400-F3A-IP31-W | Top panel (closed) for IP31 upgrade | 105.5898 | 1
144700 | BP-TBP1-600-BL | Top or bottom panel for surface-mounted service distribution boards, blind, WxD = 600 x 249 mm | 57.1329 | 1
144710 | BP-TBP1-600-BL-W | Top or bottom panel for surface-mounted service distribution boards, blind, WxD = 600 x 249 mm, white | 60.7318 | 1
144705 | BP-TBP1-600-CE | Top or bottom panel for surface-mounted service distribution boards with opening for cable entry, W x D = 600 x 249 mm | 55.3334 | 1
144715 | BP-TBP1-600-CE-W | Top or bottom panel for surface-mounted service distribution boards with opening for cable entry, W x D = 600 x 249 mm, white | 54.9478 | 1
194527 | BP-TBP1-600-F3A-IP31 | Top panel (closed) for IP31 upgrade | 140.358 | 1
194532 | BP-TBP1-600-F3A-IP31-W | Top panel (closed) for IP31 upgrade | 136.1164 | 1
144701 | BP-TBP1-800-BL | Top or bottom panel for surface-mounted service distribution boards, blind, WxD = 800 x 249 mm | 59.6393 | 1
144711 | BP-TBP1-800-BL-W | Top or bottom panel for surface-mounted service distribution boards, blind, WxD = 800 x 249 mm, white | 67.0299 | 1
144706 | BP-TBP1-800-CE | Top or bottom panel for surface-mounted service distribution boards with opening for cable entry, W x D = 800 x 249 mm | 57.5185 | 1
144716 | BP-TBP1-800-CE-W | Top or bottom panel for surface-mounted service distribution boards with opening for cable entry, W x D = 800 x 249 mm, white | 63.0454 | 1
194528 | BP-TBP1-800-F3A-IP31 | Top panel (closed) for IP31 upgrade | 167.0928 | 1
194533 | BP-TBP1-800-F3A-IP31-W | Top panel (closed) for IP31 upgrade | 160.1521 | 1
286698 | BP-TBP-400-BL | Top+bottom panel, blind, grey, W=400 | 58.1721 | 1
292420 | BP-TBP-400-BL-W | Top+bottom panel, blind, white, W=400 | 63.0805 | 1
286699 | BP-TBP-400-CE | Top+bottom panel, with opening, grey, W=400 | 59.3829 | 1
292421 | BP-TBP-400-CE-W | Top+bottom panel, with opening, white, W=400 | 63.8747 | 1
286700 | BP-TBP-600-BL | Top+bottom panel, blind, grey, W=600 | 71.5704 | 1
292422 | BP-TBP-600-BL-W | Top+bottom panel, blind, white, W=600 | 77.4156 | 1
286701 | BP-TBP-600-CE | Top+bottom panel, with opening, grey, W=600 | 75.614 | 1
292423 | BP-TBP-600-CE-W | Top+bottom panel, with opening, white, W=600 | 75.3471 | 1
286702 | BP-TBP-800-BL | Top+bottom panel, blind, grey, W=800 | 82.7533 | 1
292424 | BP-TBP-800-BL-W | Top+bottom panel, blind, white, W=800 | 151.1459 | 1
286703 | BP-TBP-800-CE | Top+bottom panel, with opening, grey, W=800 | 88.1051 | 1
292425 | BP-TBP-800-CE-W | Top+bottom panel, with opening, white, W=800 | 82.9226 | 1
100990 | BP-U-1000/10 | #N/A | 292.4252 | 1
100991 | BP-U-1000/12 | #N/A | 326.0241 | 1
100992 | BP-U-1000/15 | #N/A | 360.4069 | 1
100993 | BP-U-1200/12 | #N/A | 365.3387 | 1
100994 | BP-U-1200/15 | #N/A | 401.4287 | 1
111170 | BP-U-3S-1000/10 | Frame with door, FLUSH, grey, WxH=1035x1060, IP30 | 327.2622 | 1
116587 | BP-U-3S-1000/10-EW | #N/A | 441.679 | 1
116609 | BP-U-3S-1000/10-EW-W | #N/A | 470.3715 | 1
119106 | BP-U-3S-1000/10-P | Frame with door, Clip-down handle, FLUSH, grey, WxH=1035x1060, IP30 | 386.1232 | 1
119124 | BP-U-3S-1000/10-P-W | Frame with door, Clip-down handle, FLUSH, white, WxH=1035x1060, IP30 | 408.0322 | 1
111204 | BP-U-3S-1000/10-W | Frame with door, FLUSH, white, WxH=1035x1060,IP30 | 350.2947 | 1
111171 | BP-U-3S-1000/12 | Frame with door, FLUSH, grey, WxH=1035x1260, IP30 | 270.1489 | 1
116588 | BP-U-3S-1000/12-EW | #N/A | 504.9061 | 1
116610 | BP-U-3S-1000/12-EW-W | #N/A | 540.68 | 1
119107 | BP-U-3S-1000/12-P | Frame with door, Clip-down handle, FLUSH, grey, WxH=1035x1260, IP30 | 413.8996 | 1
119125 | BP-U-3S-1000/12-P-W | Frame with door, Clip-down handle, FLUSH, white, WxH=1035x1260, IP30 | 439.3041 | 1
111205 | BP-U-3S-1000/12-W | Frame with door, FLUSH, white, WxH=1035x1260,IP30 | 388.5575 | 1
111172 | BP-U-3S-1000/15 | Frame with door, FLUSH, grey, WxH=1035x1560, IP30 | 319.335 | 1
116589 | BP-U-3S-1000/15-EW | #N/A | 550.2652 | 1
116611 | BP-U-3S-1000/15-EW-W | #N/A | 593.8792 | 1
119108 | BP-U-3S-1000/15-P | Frame with door, Clip-down handle, FLUSH, grey, WxH=1035x1560, IP30 | 478.4407 | 1
119126 | BP-U-3S-1000/15-P-W | Frame with door, Clip-down handle, FLUSH, white, WxH=1035x1560, IP30 | 509.4005 | 1
111206 | BP-U-3S-1000/15-W | Frame with door, FLUSH, white, WxH=1035x1560,IP30 | 459.2157 | 1
111173 | BP-U-3S-1000/17 | Frame with door, FLUSH, grey, WxH=1035x1760, IP30 | 365.2753 | 1
116590 | BP-U-3S-1000/17-EW | #N/A | 611.7725 | 1
116612 | BP-U-3S-1000/17-EW-W | #N/A | 661.4942 | 1
111175 | BP-U-3S-1000/17-P | Frame with door, Clip-down handle, FLUSH, grey, WxH=1035x1760, IP30 | 561.5826 | 1
111209 | BP-U-3S-1000/17-P-W | Frame with door, Clip-down handle, FLUSH, white, WxH=1035x1760, IP30 | 594.6022 | 1
111207 | BP-U-3S-1000/17-W | Frame with door, FLUSH, white, WxH=1035x1760,IP30 | 515.7672 | 1
111174 | BP-U-3S-1000/20 | Frame with door, FLUSH, grey, WxH=1035x2060, IP30 | 384.75 | 1
116591 | BP-U-3S-1000/20-EW | #N/A | 663.4164 | 1
116613 | BP-U-3S-1000/20-EW-W | #N/A | 717.5261 | 1
111176 | BP-U-3S-1000/20-P | Frame with door, Clip-down handle, FLUSH, grey, WxH=1035x2060, IP30 | 640.6049 | 1
111210 | BP-U-3S-1000/20-P-W | Frame with door, Clip-down handle, FLUSH, white, WxH=1035x2060, IP30 | 670.566 | 1
111208 | BP-U-3S-1000/20-W | Frame with door, FLUSH, white, WxH=1035x2060,IP30 | 591.294 | 1
111177 | BP-U-3S-1200/12 | Frame with door, FLUSH, grey, WxH=1235x1260, IP30 | 392.5523 | 1
119109 | BP-U-3S-1200/12-P | Frame with door, Clip-down handle, FLUSH, grey, WxH=1235x1260, IP30 | 450.9764 | 1
119127 | BP-U-3S-1200/12-P-W | Frame with door, Clip-down handle, FLUSH, white, WxH=1235x1260, IP30 | 475.0701 | 1
111211 | BP-U-3S-1200/12-W | Frame with door, FLUSH, white, WxH=1235x1260,IP30 | 425.5095 | 1
111178 | BP-U-3S-1200/15 | Frame with door, FLUSH, grey, WxH=1235x1560, IP30 | 469.8269 | 1
119110 | BP-U-3S-1200/15-P | Frame with door, Clip-down handle, FLUSH, grey, WxH=1235x1560, IP30 | 524.0689 | 1
119128 | BP-U-3S-1200/15-P-W | Frame with door, Clip-down handle, FLUSH, white, WxH=1235x1560, IP30 | 551.9077 | 1
111212 | BP-U-3S-1200/15-W | Frame with door, FLUSH, white, WxH=1235x1560,IP30 | 502.8465 | 1
111179 | BP-U-3S-1200/17 | Frame with door, FLUSH, grey, WxH=1235x1760, IP30 | 529.9363 | 1
111181 | BP-U-3S-1200/17-P | Frame with door, Clip-down handle, FLUSH, grey, WxH=1235x1760, IP30 | 611.5177 | 1
111215 | BP-U-3S-1200/17-P-W | Frame with door, Clip-down handle, FLUSH, white, WxH=1235x1760, IP30 | 646.0354 | 1
111213 | BP-U-3S-1200/17-W | Frame with door, FLUSH, white, WxH=1235x1760,IP30 | 567.0755 | 1
111180 | BP-U-3S-1200/20 | Frame with door, FLUSH, grey, WxH=1235x2060, IP30 | 605.7128 | 1
111182 | BP-U-3S-1200/20-P | Frame with door, Clip-down handle, FLUSH, grey, WxH=1235x2060, IP30 | 689.7286 | 1
111216 | BP-U-3S-1200/20-P-W | Frame with door, Clip-down handle, FLUSH, white, WxH=1235x2060, IP30 | 726.743 | 1
111214 | BP-U-3S-1200/20-W | Frame with door, FLUSH, white, WxH=1235x2060,IP30 | 647.5334 | 1
111151 | BP-U-3S-400/10 | Frame with door, FLUSH, grey, WxH=435x1060, IP30 | 141.3163 | 1
116572 | BP-U-3S-400/10-EW | #N/A | 248.8365 | 1
116594 | BP-U-3S-400/10-EW-W | #N/A | 261.1784 | 1
119095 | BP-U-3S-400/10-P | Frame with door, Clip-down handle, FLUSH, grey, WxH=435x1060, IP30 | 264.0943 | 1
119113 | BP-U-3S-400/10-P-W | Frame with door, Clip-down handle, FLUSH, white, WxH=435x1060, IP30 | 270.7107 | 1
111185 | BP-U-3S-400/10-W | Frame with door, FLUSH, white, WxH=435x1060, IP30 | 216.7808 | 1
111152 | BP-U-3S-400/12 | Frame with door, FLUSH, grey, WxH=435x1260, IP30 | 228.7652 | 1
116573 | BP-U-3S-400/12-EW | #N/A | 297.3316 | 1
116595 | BP-U-3S-400/12-EW-W | #N/A | 313.6063 | 1
119096 | BP-U-3S-400/12-P | Frame with door, Clip-down handle, FLUSH, grey, WxH=435x1260, IP30 | 281.4467 | 1
119114 | BP-U-3S-400/12-P-W | Frame with door, Clip-down handle, FLUSH, white, WxH=435x1260, IP30 | 293.556 | 1
111186 | BP-U-3S-400/12-W | Frame with door, FLUSH, white, WxH=435x1260, IP30 | 240.1878 | 1
111149 | BP-U-3S-400/4 | Frame with door, FLUSH, grey, WxH=435x460, IP30 | 169.9042 | 1
116570 | BP-U-3S-400/4-EW | #N/A | 184.838 | 1
116592 | BP-U-3S-400/4-EW-W | #N/A | 190.6676 | 1
119093 | BP-U-3S-400/4-P | Frame with door, Clip-down handle, FLUSH, grey, WxH=435x460, IP30 | 223.8965 | 1
119111 | BP-U-3S-400/4-P-W | Frame with door, Clip-down handle, FLUSH, white, WxH=435x460, IP30 | 228.9524 | 1
111183 | BP-U-3S-400/4-W | Frame with door, FLUSH, white, WxH=435x460, IP30 | 175.1474 | 1
111150 | BP-U-3S-400/7 | Frame with door, FLUSH, grey, WxH=435x760, IP30 | 130.2682 | 1
116571 | BP-U-3S-400/7-EW | #N/A | 205.1465 | 1
116593 | BP-U-3S-400/7-EW-W | #N/A | 214.5421 | 1
119094 | BP-U-3S-400/7-P | Frame with door, Clip-down handle, FLUSH, grey, WxH=435x760, IP30 | 238.128 | 1
119112 | BP-U-3S-400/7-P-W | Frame with door, Clip-down handle, FLUSH, white, WxH=435x760, IP30 | 245.9928 | 1
111184 | BP-U-3S-400/7-W | Frame with door, FLUSH, white, WxH=435x760, IP30 | 188.3178 | 1
111155 | BP-U-3S-600/10 | Frame with door, FLUSH, grey, WxH=635x1060, IP30 | 174.0238 | 1
116576 | BP-U-3S-600/10-EW | #N/A | 283.7504 | 1
116598 | BP-U-3S-600/10-EW-W | #N/A | 300.4803 | 1
119099 | BP-U-3S-600/10-P | Frame with door, Clip-down handle, FLUSH, grey, WxH=635x1060, IP30 | 294.5547 | 1
119117 | BP-U-3S-600/10-P-W | Frame with door, Clip-down handle, FLUSH, white, WxH=435x1060, IP30 | 308.4117 | 1
111189 | BP-U-3S-600/10-W | Frame with door, FLUSH, white, WxH=635x1060, IP30 | 250.6118 | 1
111156 | BP-U-3S-600/12 | Frame with door, FLUSH, grey, WxH=635x1260, IP30 | 187.756 | 1
116577 | BP-U-3S-600/12-EW | #N/A | 333.0423 | 1
116599 | BP-U-3S-600/12-EW-W | #N/A | 356.7651 | 1
119100 | BP-U-3S-600/12-P | Frame with door, Clip-down handle, FLUSH, grey, WxH=635x1260, IP30 | 301.5678 | 1
119118 | BP-U-3S-600/12-P-W | Frame with door, Clip-down handle, FLUSH, white, WxH=435x1260, IP30 | 327.8864 | 1
111190 | BP-U-3S-600/12-W | Frame with door, FLUSH, white, WxH=635x1260, IP30 | 277.1398 | 1
111157 | BP-U-3S-600/15 | Frame with door, FLUSH, grey, WxH=635x1560, IP30 | 206.2944 | 1
116578 | BP-U-3S-600/15-EW | #N/A | 363.2522 | 1
116600 | BP-U-3S-600/15-EW-W | #N/A | 390.0857 | 1
119101 | BP-U-3S-600/15-P | Frame with door, Clip-down handle, FLUSH, grey, WxH=635x1560, IP30 | 357.785 | 1
119119 | BP-U-3S-600/15-P-W | Frame with door, Clip-down handle, FLUSH, white, WxH=635x1560, IP30 | 373.4521 | 1
111191 | BP-U-3S-600/15-W | Frame with door, FLUSH, white, WxH=635x1560, IP30 | 325.3272 | 1
111158 | BP-U-3S-600/17 | Frame with door, FLUSH, grey, WxH=635x1760, IP30 | 355.85 | 1
116579 | BP-U-3S-600/17-EW | #N/A | 416.8181 | 1
116601 | BP-U-3S-600/17-EW-W | #N/A | 447.7235 | 1
111160 | BP-U-3S-600/17-P | Frame with door, Clip-down handle, FLUSH, grey, WxH=635x1760, IP30 | 428.3808 | 1
111194 | BP-U-3S-600/17-P-W | Frame with door, Clip-down handle, FLUSH, white, WxH=635x1760, IP30 | 448.7293 | 1
111192 | BP-U-3S-600/17-W | Frame with door, FLUSH, white, WxH=635x1760, IP30 | 369.0204 | 1
111159 | BP-U-3S-600/20 | Frame with door, FLUSH, grey, WxH=635x2060, IP30 | 391.9281 | 1
116580 | BP-U-3S-600/20-EW | #N/A | 454.4888 | 1
116602 | BP-U-3S-600/20-EW-W | #N/A | 486.6461 | 1
111161 | BP-U-3S-600/20-P | Frame with door, Clip-down handle, FLUSH, grey, WxH=635x2060, IP30 | 476.9426 | 1
111195 | BP-U-3S-600/20-P-W | Frame with door, Clip-down handle, FLUSH, white, WxH=635x2060, IP30 | 496.9791 | 1
111193 | BP-U-3S-600/20-W | Frame with door, FLUSH, white, WxH=635x2060, IP30 | 416.8957 | 1
111153 | BP-U-3S-600/4 | Frame with door, FLUSH, grey, WxH=635x460, IP30 | 182.8873 | 1
116574 | BP-U-3S-600/4-EW | #N/A | 222.8248 | 1
116596 | BP-U-3S-600/4-EW-W | #N/A | 208.624 | 1
119097 | BP-U-3S-600/4-P | Frame with door, Clip-down handle, FLUSH, grey, WxH=635x460, IP30 | 236.5051 | 1
119115 | BP-U-3S-600/4-P-W | Frame with door, Clip-down handle, FLUSH, white, WxH=635x460, IP30 | 243.4336 | 1
111187 | BP-U-3S-600/4-W | Frame with door, FLUSH, white, WxH=635x460, IP30 | 187.1318 | 1
111154 | BP-U-3S-600/7 | Frame with door, FLUSH, grey, WxH=635x760, IP30 | 188.7328 | 1
116575 | BP-U-3S-600/7-EW | #N/A | 232.8779 | 1
116597 | BP-U-3S-600/7-EW-W | #N/A | 245.8648 | 1
119098 | BP-U-3S-600/7-P | Frame with door, Clip-down handle, FLUSH, grey, WxH=635x760, IP30 | 262.2841 | 1
119116 | BP-U-3S-600/7-P-W | Frame with door, Clip-down handle, FLUSH, white, WxH=635x760, IP30 | 268.7133 | 1
111188 | BP-U-3S-600/7-W | Frame with door, FLUSH, white, WxH=635x760, IP30 | 216.1566 | 1
111163 | BP-U-3S-800/10 | Frame with door, FLUSH, grey, WxH=835x1060, IP30 | 197.2437 | 1
116582 | BP-U-3S-800/10-EW | #N/A | 304.8303 | 1
116604 | BP-U-3S-800/10-EW-W | #N/A | 326.277 | 1
119103 | BP-U-3S-800/10-P | Frame with door, Clip-down handle, FLUSH, grey, WxH=835x1060, IP30 | 307.6002 | 1
119121 | BP-U-3S-800/10-P-W | Frame with door, Clip-down handle, FLUSH, white, WxH=835x1060, IP30 | 325.0775 | 1
111197 | BP-U-3S-800/10-W | Frame with door, FLUSH, white, WxH=835x1060, IP30 | 273.7068 | 1
111164 | BP-U-3S-800/12 | Frame with door, FLUSH, grey, WxH=835x1260, IP30 | 216.9056 | 1
116583 | BP-U-3S-800/12-EW | #N/A | 360.6978 | 1
116605 | BP-U-3S-800/12-EW-W | #N/A | 387.7716 | 1
119104 | BP-U-3S-800/12-P | Frame with door, Clip-down handle, FLUSH, grey, WxH=835x1260, IP30 | 338.2479 | 1
119122 | BP-U-3S-800/12-P-W | Frame with door, Clip-down handle, FLUSH, white, WxH=835x1260, IP30 | 354.7265 | 1
111198 | BP-U-3S-800/12-W | Frame with door, FLUSH, white, WxH=835x1260, IP30 | 308.5365 | 1
111165 | BP-U-3S-800/15 | Frame with door, FLUSH, grey, WxH=835x1560, IP30 | 255.4805 | 1
116584 | BP-U-3S-800/15-EW | #N/A | 396.2567 | 1
116606 | BP-U-3S-800/15-EW-W | #N/A | 429.9694 | 1
119105 | BP-U-3S-800/15-P | Frame with door, Clip-down handle, FLUSH, grey, WxH=835x1560, IP30 | 384.313 | 1
119123 | BP-U-3S-800/15-P-W | Frame with door, Clip-down handle, FLUSH, white, WxH=835x1560, IP30 | 409.0309 | 1
111199 | BP-U-3S-800/15-W | Frame with door, FLUSH, white, WxH=835x1560, IP30 | 359.0334 | 1
111166 | BP-U-3S-800/17 | Frame with door, FLUSH, grey, WxH=835x1760, IP30 | 291.621 | 1
116585 | BP-U-3S-800/17-EW | #N/A | 451.6057 | 1
116607 | BP-U-3S-800/17-EW-W | #N/A | 490.1868 | 1
111168 | BP-U-3S-800/17-P | Frame with door, Clip-down handle, FLUSH, grey, WxH=835x1760, IP30 | 460.5265 | 1
111202 | BP-U-3S-800/17-P-W | Frame with door, Clip-down handle, FLUSH, white, WxH=835x1760, IP30 | 488.4277 | 1
111200 | BP-U-3S-800/17-W | Frame with door, FLUSH, white, WxH=835x1760, IP30 | 407.7825 | 1
111167 | BP-U-3S-800/20 | Frame with door, FLUSH, grey, WxH=835x2060, IP30 | 322.9553 | 1
116586 | BP-U-3S-800/20-EW | #N/A | 492.7412 | 1
116608 | BP-U-3S-800/20-EW-W | #N/A | 536.8231 | 1
111169 | BP-U-3S-800/20-P | Frame with door, Clip-down handle, FLUSH, grey, WxH=835x2060, IP30 | 505.2808 | 1
111203 | BP-U-3S-800/20-P-W | Frame with door, Clip-down handle, FLUSH, white, WxH=835x2060, IP30 | 542.3576 | 1
111201 | BP-U-3S-800/20-W | Frame with door, FLUSH, white, WxH=835x2060, IP30 | 454.0349 | 1
111162 | BP-U-3S-800/7 | Frame with door, FLUSH, grey, WxH=835x760, IP30 | 222.1488 | 1
116581 | BP-U-3S-800/7-EW | #N/A | 250.9482 | 1
116603 | BP-U-3S-800/7-EW-W | #N/A | 267.539 | 1
119102 | BP-U-3S-800/7-P | Frame with door, Clip-down handle, FLUSH, grey, WxH=835x760, IP30 | 276.0787 | 1
119120 | BP-U-3S-800/7-P-W | Frame with door, Clip-down handle, FLUSH, white, WxH=835x760, IP30 | 289.2491 | 1
111196 | BP-U-3S-800/7-W | Frame with door, FLUSH, white, WxH=835x760, IP30 | 236.5675 | 1
143134 | BP-U-3S-MES-600/10-ST | Distrib.box complete, FLUSH mount, grey, width 600, 6-rows, 144 modules | 531.4069 | 1
143137 | BP-U-3S-MES-600/12-ST | Distrib.box complete, FLUSH mount, grey, width 600, 7-rows, 168 modules | 607.4552 | 1
143140 | BP-U-3S-MES-600/15-ST | Distrib.box complete, FLUSH mount, grey, width 600, 9-rows, 216 modules | 726.6561 | 1
143131 | BP-U-3S-MES-600/7-ST | Distrib.box complete, FLUSH mount, grey, width 600, 4-rows, 96 modules | 438.4749 | 1
143143 | BP-U-3S-MES-800/10-ST | Distrib.box complete, FLUSH mount, grey, width 800, 6-rows, 210 modules | 605.9388 | 1
143146 | BP-U-3S-MES-800/12-ST | Distrib.box complete, FLUSH mount, grey, width 800, 7-rows, 245 modules | 676.1125 | 1
143149 | BP-U-3S-MES-800/15-ST | Distrib.box complete, FLUSH mount, grey, width 800, 9-rows, 315 modules | 813.8926 | 1
100979 | BP-U-400/10 | #N/A | 176.8082 | 1
100980 | BP-U-400/12 | #N/A | 187.1015 | 1
100977 | BP-U-400/4 | #N/A | 147.9008 | 1
100978 | BP-U-400/7 | #N/A | 162.0763 | 1
100983 | BP-U-600/10 | #N/A | 193.2219 | 1
100984 | BP-U-600/12 | #N/A | 215.8825 | 1
100985 | BP-U-600/15 | #N/A | 238.227 | 1
100981 | BP-U-600/4 | #N/A | 156.702 | 1
100982 | BP-U-600/7 | #N/A | 174.7976 | 1
100987 | BP-U-800/10 | #N/A | 214.5042 | 1
100988 | BP-U-800/12 | #N/A | 230.8041 | 1
100989 | BP-U-800/15 | #N/A | 256.7145 | 1
100986 | BP-U-800/7 | #N/A | 185.4197 | 1
193653 | BPZ-AC55-F | Add-on connection kit for BPM-F in depth 400mm | 22.7829 | #N/A
193654 | BPZ-AC55-O | Add-on connection kit for BP-O-…-EP-W / BPM-O-…-P-EP-W | 21.16 | #N/A
119227 | BPZ-AS-1000 | Separation panel for MSW applications, W=1000 | 45.2537 | 1
119228 | BPZ-AS-1200 | Separation panel for MSW applications, W=1200 | 50.5593 | 1
119224 | BPZ-AS-400 | Separation panel for MSW applications, W=400 | 23.5943 | 1
119225 | BPZ-AS-600 | Separation panel for MSW applications, W=600 | 32.333 | 1
119226 | BPZ-AS-800 | Separation panel for MSW applications, W=800 | 38.5749 | 1
120729 | BPZ-ASB/10 | Separation plate 2boards, one next to other,H=1060 | 32.8947 | 1
120730 | BPZ-ASB/12 | Separation plate 2boards, one next to other,H=1260 | 41.7582 | 1
120731 | BPZ-ASB/15 | Separation plate 2boards, one next to other,H=1560 | 48.6848 | 1
120727 | BPZ-ASB/4 | Separation plate 2 boards, one next to other,H=460 | 18.6008 | 1
120728 | BPZ-ASB/7 | Separation plate 2 boards, one next to other,H=760 | 27.3395 | 1
120725 | BPZ-ASMF-1000 | Separation plate 2 boards, one on top other,W=1000 | 33.1444 | 1
120726 | BPZ-ASMF-1200 | Separation plate 2 boards, one on top other,W=1200 | 36.6399 | 1
188221 | BPZ-ASMF-200 | Partition mounting frame horizontal | 20.2237 | 1
120722 | BPZ-ASMF-400 | Separation plate 2 boards, one on top other, W=400 | 17.9142 | 1
120723 | BPZ-ASMF-600 | Separation plate 2 boards, one on top other, W=600 | 24.5306 | 1
120724 | BPZ-ASMF-800 | Separation plate 2 boards, one on top other, W=800 | 30.0859 | 1
289861 | BPZ-BB/T-15/5/1000 | Busbar with thread M6, 15x5x1000mm, 218A | 78.8911 | 4
289864 | BPZ-BB/T-15/5/2000 | Busbar with thread M6, 15x5x2000mm, 218A | 153.5653 | 4
289866 | BPZ-BB/T-20/10/1000 | #N/A | 298.1698 | #N/A
289862 | BPZ-BB/T-20/5/1000 | Busbar with thread M6, 20x5x1000mm, 274A | 106.2424 | 4
289865 | BPZ-BB/T-20/5/2000 | Busbar with thread M6, 20x5x2000mm, 274A | 199.1898 | 4
289867 | BPZ-BB/T-30/10/1000 | Busbar with thread M8, 30x10x1000mm, 573A | 388.9502 | 4
289863 | BPZ-BB/T-32/5/1000 | Busbar with thread M6, 32x5x1000mm, 400A | 156.0252 | 4
289941 | BPZ-BBS/DH-M6/120 | #N/A | 10.5199 | #N/A
289940 | BPZ-BBS/DH-M6/70 | #N/A | 9.9731 | #N/A
289942 | BPZ-BBS/PC-1000/250/3 | #N/A | 103.3505 | #N/A
289868 | BPZ-BBS-4/400 | Busbar support 15x5,20x5, 250A | 31.2295 | 1
289869 | BPZ-BBS-4/630 | Busbar support 15x5,20x5, 400A | 99.6166 | 1
173652 | BPZ-BR/BBS250/V-200 | Mounting bracket for busbar support, 4 poles, 250A | 22.4933 | 1
104331 | BPZ-BR/BBS630/V | Mounting element for busbar support 630A | 15.4284 | 1
177325 | BPZ-BR/BBS630/V-400 | Mounting bracket for busbar support, 4 poles, 250A and 630A | 31.6191 | 1
102477 | BPZ-BR/KB24 | #N/A | 4.8303 | 1
108381 | BPZ-BR/SASY/H-1000 | Mounting set for busbars SASY, 630A, W=1000 | 134.6629 | 1
108382 | BPZ-BR/SASY/H-1200 | Mounting set for busbars SASY, 630A, W=1200 | 155.8721 | 1
108378 | BPZ-BR/SASY/H-400 | Mounting set for busbars SASY, 630A, W=400 | 77.5194 | 1
108379 | BPZ-BR/SASY/H-600 | Mounting set for busbars SASY, 630A, W=600 | 85.4744 | 1
108380 | BPZ-BR/SASY/H-800 | Mounting set for busbars SASY, 630A, W=800 | 94.7445 | 1
153020 | BPZ-BR/SASY/MSW/H-1/1000 | SASY IEC busbar support mounting kit for MSW configuration, 1 pole, W x H = 1000 x 100 mm | 231.6989 | 1
153021 | BPZ-BR/SASY/MSW/H-1/1200 | SASY IEC busbar support mounting kit for MSW configuration, 1 pole, W x H = 1200 x 100 mm | 275.8914 | 1
152837 | BPZ-BR/SASY/MSW/H-1/400 | SASY IEC busbar support mounting kit for MSW configuration, 1 pole, W x H = 400 x 100 mm | 135.8235 | 1
152838 | BPZ-BR/SASY/MSW/H-1/600 | SASY IEC busbar support mounting kit for MSW configuration, 1 pole, W x H = 600 x 100 mm | 154.0498 | 1
152839 | BPZ-BR/SASY/MSW/H-1/800 | SASY IEC busbar support mounting kit for MSW configuration, 1 pole, W x H = 800 x 100 mm | 188.505 | 1
120702 | BPZ-BR/SASY/MSW/H-2/1000 | Mounting set IEC Busbar support SASY for MSW application 2 poles WxH=1000x200mm | 419.8294 | 1
120703 | BPZ-BR/SASY/MSW/H-2/1200 | Mounting set IEC Busbar support SASY for MSW application 2 poles WxH=1200x200mm | 501.8478 | 1
120699 | BPZ-BR/SASY/MSW/H-2/400 | Mounting set IEC Busbar support SASY for MSW application 2 poles WxH=400x200mm | 235.0071 | 1
120700 | BPZ-BR/SASY/MSW/H-2/600 | Mounting set IEC Busbar support SASY for MSW application 2 poles WxH=600x200mm | 269.0878 | 1
120701 | BPZ-BR/SASY/MSW/H-2/800 | Mounting set IEC Busbar support SASY for MSW application 2 poles WxH=800x200mm | 322.019 | 1
120707 | BPZ-BR/SASY/MSW/H-3/1000 | Mounting set IEC Busbar support SASY for MSW application 3 poles WxH=1000x300mm | 610.5815 | 1
120708 | BPZ-BR/SASY/MSW/H-3/1200 | Mounting set IEC Busbar support SASY for MSW application 3 poles WxH=1200x300mm | 694.5973 | 1
120704 | BPZ-BR/SASY/MSW/H-3/400 | SASY IEC busbar support mounting kit for MSW configuration, 3 pole, W x H = 400 x 300 mm | 329.5717 | 1
120705 | BPZ-BR/SASY/MSW/H-3/600 | Mounting set IEC Busbar support SASY for MSW application 3 poles WxH=600x300mm | 391.0543 | 1
120706 | BPZ-BR/SASY/MSW/H-3/800 | Mounting set IEC Busbar support SASY for MSW application 3 poles WxH=800x300mm | 451.663 | 1
120712 | BPZ-BR/SASY/MSW/H-4/1000 | Mounting set IEC Busbar support SASY for MSW application 4 poles WxH=1000x300mm | 781.0474 | 1
120713 | BPZ-BR/SASY/MSW/H-4/1200 | Mounting set IEC Busbar support SASY for MSW application 4 poles WxH=1200x300mm | 901.8904 | 1
120709 | BPZ-BR/SASY/MSW/H-4/400 | Mounting set IEC Busbar support SASY for MSW application 4 poles WxH=400x300mm | 428.4432 | 1
120710 | BPZ-BR/SASY/MSW/H-4/600 | SASY IEC busbar support mounting kit for MSW configuration, 4 pole, W x H = 600 x 300 mm | 503.97 | 1
120711 | BPZ-BR/SASY/MSW/H-4/800 | Mounting set IEC Busbar support SASY for MSW application 4 poles WxH=800x300mm | 584.3031 | 1
120717 | BPZ-BR/SASY/MSW/H-5/1000 | Mounting set IEC Busbar support SASY for MSW application 5 poles WxH=1000x450mm | 1005.1312 | 1
120718 | BPZ-BR/SASY/MSW/H-5/1200 | SASY IEC busbar support mounting kit for MSW configuration, 5 pole, W x H = 1200 x 450 mm | 1166.9833 | 1
120714 | BPZ-BR/SASY/MSW/H-5/400 | Mounting set IEC Busbar support SASY for MSW application 5 poles WxH=400x450mm | 555.7777 | 1
120715 | BPZ-BR/SASY/MSW/H-5/600 | Mounting set IEC Busbar support SASY for MSW application 5 poles WxH=600x450mm | 654.9613 | 1
120716 | BPZ-BR/SASY/MSW/H-5/800 | Mounting set IEC Busbar support SASY for MSW application 5 poles WxH=800x450mm | 760.9485 | 1
111337 | BPZ-BR/WB3S/1 | Coupling flange, wall box depth 180mm | 13.8973 | 1
111338 | BPZ-BR/WB3S/2 | Coupling flange, wall box depth 240mm | 17.9438 | 1
144225 | BPZ-BZM1/2-1000-MV | Mounting set, BZM1/2,vertical,grey, W=1000,H=300 | 103.4903 | 1
144230 | BPZ-BZM1/2-1000-MV-W | Mounting set, BZM1/2,vertical,white, W=1000,H=300 | 101.2845 | 1
144226 | BPZ-BZM1/2-1200-MV | Mounting set, BZM1/2,vertical,grey, W=1200,H=300 | 113.762 | 1
144231 | BPZ-BZM1/2-1200-MV-W | Mounting set, BZM1/2,vertical,white, W=1200,H=300 | 114.2076 | 1
144222 | BPZ-BZM1/2-400-MV | Mounting set, BZM1/2,vertical,grey, W=400,H=300 | 57.0402 | 1
144227 | BPZ-BZM1/2-400-MV-W | Mounting set, BZM1/2,vertical,white, W=400,H=300 | 57.1675 | 1
144223 | BPZ-BZM1/2-600-MV | Mounting set, BZM1/2,vertical,grey, W=600,H=300 | 69.9506 | 1
144228 | BPZ-BZM1/2-600-MV-W | Mounting set, BZM1/2,vertical,white, W=600,H=300 | 68.4355 | 1
144224 | BPZ-BZM1/2-800-MV | Mounting set, BZM1/2,vertical,grey, W=800,H=300 | 87.3077 | 1
144229 | BPZ-BZM1/2-800-MV-W | Mounting set, BZM1/2,vertical,white, W=800,H=300 | 85.4329 | 1
102722 | BPZ-CB-44/14 | Connection bar for BPZ-KB-6/125 | 5.5008 | 1
173646 | BPZ-CD-200/10 | Sheet steel door for front plate cover of the 200 mm compartment in shared composition, HxW=950x200mm | 170.5908 | #N/A
173647 | BPZ-CD-200/12 |  | 126.2753 | #N/A
173648 | BPZ-CD-200/15 | Sheet steel door for front plate cover of the 200 mm compartment in shared composition, HxW=1450x200mm | 191.189 | #N/A
173644 | BPZ-CD-200/4 | Sheet steel door for front plate cover of the 200 mm compartment in shared composition, HxW=350x200mm | 121.0926 | #N/A
173645 | BPZ-CD-200/7 | Sheet steel door for front plate cover of the 200 mm compartment in shared composition, HxW=650x200mm | 141.7533 | #N/A
102471 | BPZ-CDB | Fixing material for cable duct, height 8mm | 10.6348 | 1
174386 | BPZ-CDB08/CP | Fixing material for cable duct vertical C-profile H=8mm | 8.1145 | 1
105216 | BPZ-CDB23 | Fixing material for cable duct, height 23mm | 13.1512 | 1
116916 | BPZ-CDB23/CP | Fixing material for cable duct, height 23mm | 11.7855 | 1
174387 | BPZ-CDB49/CP | Fixing material for cable duct vertical C-profile H=49mm | 10.2367 | 1
109169 | BPZ-CDB58 | Fixing material for cable duct, height 58mm | 14.9722 | 1
116917 | BPZ-CDB58/CP | Fixing material for cable duct, height 58mm | 12.1775 | 1
116915 | BPZ-CDB8/CP | Fixing material for cable duct, height 8mm | 7.7263 | 1
102720 | BPZ-CL-65/25 | Connecting attachment for 1pole terminal 7x65x25 | 15.2883 | 1
102721 | BPZ-CL-70/30 | Connecting attachment for 1pole terminal 9x70x30 | 16.1103 | 1
194539 | BPZ-CNP-1000-IP31 | Add-on canopy for IP31 applications | 126.5231 | 1
194544 | BPZ-CNP-1000-IP31-W | Add-on canopy for IP31 applications | 119.3449 | 1
194540 | BPZ-CNP-1200-IP31 | Add-on canopy for IP31 applications | 146.8092 | 1
194545 | BPZ-CNP-1200-IP31-W | Add-on canopy for IP31 applications | 136.6973 | 1
194536 | BPZ-CNP-400-IP31 | Add-on canopy for IP31 applications | 58.1744 | 1
194541 | BPZ-CNP-400-IP31-W | Add-on canopy for IP31 applications | 56.2394 | 1
194537 | BPZ-CNP-600-IP31 | Add-on canopy for IP31 applications | 87.5113 | 1
194542 | BPZ-CNP-600-IP31-W | Add-on canopy for IP31 applications | 82.5802 | 1
194538 | BPZ-CNP-800-IP31 | Add-on canopy for IP31 applications | 112.354 | 1
194543 | BPZ-CNP-800-IP31-W | Add-on canopy for IP31 applications | 104.3644 | 1
116921 | BPZ-CP-1000 | C-Profile for cable duct mounting, W=1000 | 8.6115 | 10
116922 | BPZ-CP-1200 | C-Profile for cable duct mounting, W=1200 | 8.5736 | 10
116918 | BPZ-CP-400 | C-Profile for cable duct mounting, W=400 | 4.3121 | 10
116919 | BPZ-CP-600 | C-Profile for cable duct mounting, W=600 | 5.3996 | 10
116920 | BPZ-CP-800 | C-Profile for cable duct mounting, W=800 | 6.6388 | 10
286771 | BPZ-CPS-7035 | Paint-work repair paint, grey, RAL 7035 | 27.0359 | 1
119223 | BPZ-CP-TP1,2 | C-rail universal L=1200mm | 8.2954 | 1
106446 | BPZ-CTS-L | Corner tower set top/bottom (pair) | 12.6646 | 1
106445 | BPZ-CTS-S | Corner tower set middl (pair) | 12.4989 | 1
293594 | BPZ-DINR13-400 | DIN rail board width 400, rail width = 288 | 3.71 | 10
286751 | BPZ-DINR13-400-T | DIN rail with tower, adjustable, board width = 400, rail width = 288 | 18.0427 | 10
193981 | BPZ-DINR13S-400-B | DIN,DIN rail,rail,accessories for control panel,accessories for distribution board | 12.2106 | 10
174382 | BPZ-DINR17-MPL-NZM1X-600-MV | DIN-rail for MPL-NZM1X-600 | 7.7762 | 10
293595 | BPZ-DINR24-600 | DIN rail board width 600, rail width = 488 | 4.3639 | 10
286753 | BPZ-DINR24-600-T | DIN rail with tower, adjustable, board width = 600, rail width = 488 | 21.0454 | 10
174384 | BPZ-DINR24S-600-B | DIN-rail (short) with fixed mounting towers, W=600mm | 13.496 | 10
174383 | BPZ-DINR27-MPL-NZM1X-800-MV | DIN-rail for MPL-NZM1X-800 | 17.2234 | 10
293596 | BPZ-DINR35-800 | DIN rail board width 800, rail width = 688 | 5.952 | 10
286755 | BPZ-DINR35-800-T | DIN rail with tower, adjustable, board width = 800, rail width = 688 | 21.2456 | 10
174385 | BPZ-DINR35S-800-B | DIN-rail (short) with fixed mounting towers, W=800mm | 15.681 | 10
293597 | BPZ-DINR46-1000 | DIN rail board width 1000, rail width = 888 | 9.1281 | 10
293590 | BPZ-DINR46-1000-T | DIN rail with tower, adjustable, board width = 1000, rail width = 888 | 22.9805 | 10
193982 | BPZ-DINR46S-1000-B | DIN,DIN rail,rail,accessories for control panel,accessories for distribution board | 16.8378 | 10
293598 | BPZ-DINR57-1200 | DIN rail board width 1200, rail width = 1088 | 12.0507 | 10
293592 | BPZ-DINR57-1200-T | DIN rail with tower, adjustable, board width = 1200, rail width = 1088 | 25.063 | 10
193983 | BPZ-DINR57S-1200-B | DIN,DIN rail,rail,accessories for control panel,accessories for distribution board | 18.8943 | 10
174349 | BPZ-DMS-1000/15-P | Steel sheet door with clip-down handle IP54 HxW=1530x600+370mm | 450.914 | 1
174350 | BPZ-DMS-1000/17-P | Steel sheet door with clip-down handle IP54 WHxW=1730x600+370mm | 495.4811 | 1
174351 | BPZ-DMS-1000/20-P | Steel sheet door with clip-down handle IP54 HxW=2030x600+370mm | 559.4604 | 1
193233 | BPZ-DMS-400/10-L | Metal door, left-hinged, internal locking, IP54, HxW=1030x405mm | 144.1252 | 1
193235 | BPZ-DMS-400/12-L | Metal door, left-hinged, internal locking, IP54, HxW=1230x405mm | 165.9094 | 1
193238 | BPZ-DMS-400/15-L | Metal door, left-hinged, internal locking, IP54, HxW=1530x405mm | 185.9458 | 1
193251 | BPZ-DMS-400/17-L | Metal door, left-hinged, internal locking, IP54, HxW=1730x405mm | 203.8601 | 1
193254 | BPZ-DMS-400/20-L | Metal door, left-hinged, internal locking, IP54, HxW=2030x405mm | 236.4427 | 1
174373 | BPZ-DMS-600/10-P | Steel sheet door with clip-down handle IP54 HxW=1030x570mm | 231.1995 | 1
193234 | BPZ-DMS-600/10-R-P | Metal door, 3-point locking mechanism with clip-down handle, right-hinged, IP54, HxW=1030x570mm | 239.9382 | 1
193236 | BPZ-DMS-600/12-L | Metal door, left-hinged, internal locking, IP54, HxW=1230x605mm | 199.5532 | 1
174374 | BPZ-DMS-600/12-P | Steel sheet door with clip-down handle IP54 HxW=1230x570mm | 247.9278 | 1
193237 | BPZ-DMS-600/12-R-P | Metal door, 3-point locking mechanism with clip-down handle, right-hinged, IP54, HxW=1230x570mm | 261.4103 | 1
193239 | BPZ-DMS-600/15-L | Metal door, left-hinged, internal locking, IP54, HxW=1530x605mm | 223.9589 | 1
174341 | BPZ-DMS-600/15-P | Steel sheet door with clip-down handle IP54 HxW=1530x570mm | 270.8355 | 1
193240 | BPZ-DMS-600/15-R-P | Metal door, 3-point locking mechanism with clip-down handle, right-hinged, IP54, HxW=1530x570mm | 285.8785 | 1
193252 | BPZ-DMS-600/17-L | Metal door, left-hinged, internal locking, IP54, HxW=1730x605mm | 246.8042 | 1
174342 | BPZ-DMS-600/17-P | Steel sheet door with clip-down handle IP54 HxW=1730x570mm | 295.8031 | 1
193253 | BPZ-DMS-600/17-R-P | Metal door, 3-point locking mechanism with clip-down handle, right-hinged, IP54, HxW=1730x570mm | 308.2868 | 1
193255 | BPZ-DMS-600/20-L | Metal door, left-hinged, internal locking, IP54, HxW=2030x605mm | 282.3206 | 1
174343 | BPZ-DMS-600/20-P | Steel sheet door with clip-down handle IP54 HxW=2030x570mm | 331.5691 | 1
193256 | BPZ-DMS-600/20-R-P | Metal door, 3-point locking mechanism with clip-down handle, right-hinged, IP54, HxW=2030x570mm | 344.4898 | 1
174372 | BPZ-DMS-600/7-P | Steel sheet door with clip-down handle IP54 HxW=730x570mm | 174.7729 | 1
174344 | BPZ-DMS-800/10-P | Steel sheet door with clip-down handle IP54 HxW=1030x770mm | 246.2425 | 1
174345 | BPZ-DMS-800/12-P | Steel sheet door with clip-down handle IP54 HxW=1230x770mm | 273.3323 | 1
174346 | BPZ-DMS-800/15-P | Steel sheet door with clip-down handle IP54 HxW=1530x770mm | 298.9864 | 1
174347 | BPZ-DMS-800/17-P | Steel sheet door with clip-down handle IP54 HxW=1730x770mm | 336.0008 | 1
174348 | BPZ-DMS-800/20-P |  | 323.217 | 1
173594 | BPZ-DMT-1000/10-P | Transparent door (steel sheet) with clip-down handle IP54 HxW=1030x600+370mm | 450.477 | #N/A
173595 | BPZ-DMT-1000/12-P | Transparent door (steel sheet) with clip-down handle IP54 HxW=1230x600+370mm | 491.2366 | #N/A
173596 | BPZ-DMT-1000/15-P | Transparent door (steel sheet) with clip-down handle IP54 HxW=1530x600+370mm | 633.6764 | 1
173597 | BPZ-DMT-1000/17-P | Transparent door (steel sheet) with clip-down handle IP54 HxW=1730x600+370mm | 675.4971 | 1
173598 | BPZ-DMT-1000/20-P | Transparent door (steel sheet) with clip-down handle IP54 HxW=2030x600+370mm | 725.7443 | 1
173599 | BPZ-DMT-1200/12-P | Transparent door (steel sheet) with clip-down handle IP54 HxW=1230x600+570mm | 554.0924 | #N/A
173600 | BPZ-DMT-1200/15-P | Transparent door (steel sheet) with clip-down handle IP54 HxW=1530x600+570mm | 708.5791 | #N/A
193241 | BPZ-DMT-400/10-L | Transparent door (sheet metal), left-hinged, internal locking, IP54, HxW=1030x405mm | 169.6545 | 1
173577 | BPZ-DMT-400/10-P | Transparent door (steel sheet) with clip-down handle IP54 HxW=1030x370mm | 224.3334 | #N/A
193243 | BPZ-DMT-400/12-L | Transparent door (sheet metal), left-hinged, internal locking, IP54, HxW=1230x405mm | 186.3203 | 1
173578 | BPZ-DMT-400/12-P | Transparent door (steel sheet) with clip-down handle IP54 HxW=1230x370mm | 239.3764 | #N/A
193246 | BPZ-DMT-400/15-L | Transparent door (sheet metal), left-hinged, internal locking, IP54, HxW=1530x405mm | 252.1098 | 1
173579 | BPZ-DMT-400/15-P | Transparent door (steel sheet) with clip-down handle IP54 HxW=1530x370mm | 305.1659 | #N/A
193257 | BPZ-DMT-400/17-L | Transparent door (sheet metal), left-hinged, internal locking, IP54, HxW=1730x405mm | 268.8381 | 1
193260 | BPZ-DMT-400/20-L | Transparent door (sheet metal), left-hinged, internal locking, IP54, HxW=2030x405mm | 290.5599 | 1
173575 | BPZ-DMT-400/4-P | Transparent door (steel sheet) with clip-down handle IP54 HxW=430x370mm | 154.674 | #N/A
173576 | BPZ-DMT-400/7-P | Transparent door (steel sheet) with clip-down handle IP54 HxW=730x370mm | 170.7156 | #N/A
173582 | BPZ-DMT-600/10-P | Transparent door (steel sheet) with clip-down handle IP54 HxW=1030x570mm | 271.3349 | 1
193242 | BPZ-DMT-600/10-R-P | Transparent door (sheet metal), 3-point locking mechanism with clip-down handle, right-hinged, IP54, HxW=1030x570mm | 291.1216 | 1
193244 | BPZ-DMT-600/12-L | Transparent door (sheet metal), left-hinged, internal locking, IP54, HxW=1230x605mm | 254.4193 | 1
173583 | BPZ-DMT-600/12-P | Transparent door (steel sheet) with clip-down handle IP54 HxW=1230x570mm | 316.9006 | 1
193245 | BPZ-DMT-600/12-R-P | Transparent door (sheet metal), 3-point locking mechanism with clip-down handle, right-hinged, IP54, HxW=1230x570mm | 315.8395 | 1
193247 | BPZ-DMT-600/15-L | Transparent door (sheet metal), left-hinged, internal locking, IP54, HxW=1530x605mm | 332.3181 | 1
173584 | BPZ-DMT-600/15-P | Transparent door (steel sheet) with clip-down handle IP54 HxW=1530x570mm | 380.1934 | 1
193248 | BPZ-DMT-600/15-R-P | Transparent door (sheet metal), 3-point locking mechanism with clip-down handle, right-hinged, IP54, HxW=1530x570mm | 393.4886 | 1
193258 | BPZ-DMT-600/17-L | Transparent door (sheet metal), left-hinged, internal locking, IP54, HxW=1730x605mm | 357.4105 | 1
173585 | BPZ-DMT-600/17-P | Transparent door (steel sheet) with clip-down handle IP54 HxW=1730x570mm | 397.2337 | 1
193259 | BPZ-DMT-600/17-R-P | Transparent door (sheet metal), 3-point locking mechanism with clip-down handle, right-hinged, IP54, HxW=1730x570mm | 420.2039 | 1
193261 | BPZ-DMT-600/20-L | Transparent door (sheet metal), left-hinged, internal locking, IP54, HxW=2030x605mm | 393.1765 | 1
173586 | BPZ-DMT-600/20-P | Transparent door (steel sheet) with clip-down handle IP54 HxW=2030x570mm | 453.1611 | 1
193262 | BPZ-DMT-600/20-R-P | Transparent door (sheet metal), 3-point locking mechanism with clip-down handle, right-hinged, IP54, HxW=2030x570mm | 456.6565 | 1
173580 | BPZ-DMT-600/4-P | Transparent door (steel sheet) with clip-down handle IP54 HxW=430x570mm | 176.6454 | #N/A
173581 | BPZ-DMT-600/7-P | Transparent door (steel sheet) with clip-down handle IP54 HxW=730x570mm | 199.9901 | 1
173589 | BPZ-DMT-800/10-P | Transparent door (steel sheet) with clip-down handle IP54 HxW=1030x770mm | 306.0398 | 1
173590 | BPZ-DMT-800/12-P | Transparent door (steel sheet) with clip-down handle IP54 HxW=1230x770mm | 343.8032 | 1
173591 | BPZ-DMT-800/15-P | Transparent door (steel sheet) with clip-down handle IP54 HxW=1530x770mm | 432.6877 | 1
173592 | BPZ-DMT-800/17-P | Transparent door (steel sheet) with clip-down handle IP54 HxW=1730x770mm | 463.3353 | 1
173593 | BPZ-DMT-800/20-P | Transparent door (steel sheet) with clip-down handle IP54 HxW=2030x770mm | 511.1482 | 1
173587 | BPZ-DMT-800/4-P | Transparent door (steel sheet) with clip-down handle IP54 HxW=430x770mm | 229.6391 | #N/A
173588 | BPZ-DMT-800/7-P | Transparent door (steel sheet) with clip-down handle IP54 HxW=730x770mm | 223.4596 | #N/A
182581 | BPZ-DMV160/400-400-RH |  | 64.8083 | 1
182584 | BPZ-DMV160/400-400-RH-W | Switch-disconnectors mounting unit Dumeco | 84.8897 | 1
182582 | BPZ-DMV160/400-600-RH | Switch-disconnectors mounting unit Dumeco | 98.6842 | 1
182585 | BPZ-DMV160/400-600-RH-W | Switch-disconnectors mounting unit Dumeco | 96.8117 | 1
182583 | BPZ-DMV160/400-800-RH | Switch-disconnectors mounting unit Dumeco | 113.3527 | 1
182586 | BPZ-DMV160/400-800-RH-W | Switch-disconnectors mounting unit Dumeco | 112.354 | 1
108388 | BPZ-DRS-MT/400-1 | DIN-rail set instead of meter plate H=400 | 62.8098 | 1
116042 | BPZ-DRS-MT/450-1 | DIN-rail set instead of meter plate H=450 | 71.8225 | 1
102419 | BPZ-DS-400/17 | Door,grey, rot.handle, H=1760,W=400,IP30 | 139.3019 | 1
106374 | BPZ-DS-400/17-L | Door,grey, no lock, H=1760,W=400,IP30 | 148.5077 | 1
106378 | BPZ-DS-400/17-L-W | Door,white, no lock, H=1760,W=400,IP30 | 157.0181 | 1
102425 | BPZ-DS-400/17-P | Door,grey,clip-down.handle,H=1760,W=400,IP30 | 225.6068 | 1
102449 | BPZ-DS-400/17-P-W | Door,white,clip-down.handle,H=1760,W=400,IP30 | 233.1056 | 1
102443 | BPZ-DS-400/17-W | Door,white, rot.handle, H=1760,W=400,IP30 | 146.8006 | 1
102420 | BPZ-DS-400/20 | Door,grey, rot.handle, H=2060,W=400,IP30 | 149.9873 | 1
106375 | BPZ-DS-400/20-L | Door,grey, no lock, H=2060,W=400,IP30 | 160.5209 | 1
106379 | BPZ-DS-400/20-L-W | Door,white, no lock, H=2060,W=400,IP30 | 170.5108 | 1
102426 | BPZ-DS-400/20-P | Door,grey,clip-down.handle,H=2060,W=400,IP30 | 237.8602 | 1
102450 | BPZ-DS-400/20-P-W | Door,white,clip-down.handle,H=2060,W=400,IP30 | 246.6867 | 1
102444 | BPZ-DS-400/20-W | Door,white, rot.handle, H=2060,W=400,IP30 | 158.8011 | 1
102421 | BPZ-DS-600/17 | Door,grey, rot.handle, H=1760,W=600,IP30 | 160.445 | 1
106376 | BPZ-DS-600/17-L | Door,grey, no lock, H=1760,W=600,IP30 | 169.4991 | 1
106420 | BPZ-DS-600/17-L-W | Door,white, no lock, H=1760,W=600,IP30 | 181.4364 | 1
102427 | BPZ-DS-600/17-P | Door,grey,clip-down.handle,H=1760,W=600,IP30 | 246.9902 | 1
102451 | BPZ-DS-600/17-P-W | Door,white,clip-down.handle,H=1760,W=600,IP30 | 257.84 | 1
102445 | BPZ-DS-600/17-W | Door,white, rot.handle, H=1760,W=600,IP30 | 171.2948 | 1
102422 | BPZ-DS-600/20 | Door,grey, rot.handle, H=2060,W=600,IP30 | 187.443 | 1
106377 | BPZ-DS-600/20-L | Door,grey, no lock, H=2060,W=600,IP30 | 185.4197 | 1
106421 | BPZ-DS-600/20-L-W | Door,white, no lock, H=2060,W=600,IP30 | 199.4688 | 1
102428 | BPZ-DS-600/20-P | Door,grey,clip-down.handle,H=2060,W=600,IP30 | 262.7464 | 1
102452 | BPZ-DS-600/20-P-W | Door,white,clip-down.handle,H=2060,W=600,IP30 | 275.5436 | 1
102446 | BPZ-DS-600/20-W | Door,white, rot.handle, H=2060,W=600,IP30 | 187.3671 | 1
102423 | BPZ-DS-800/17 | Door,grey, rot.handle, H=1760,W=800,IP30 | 193.5381 | 1
102429 | BPZ-DS-800/17-P | Door,grey,clip-down.handle,H=1760,W=800,IP30 | 280.235 | 1
102453 | BPZ-DS-800/17-P-W | Door,white,clip-down.handle,H=1760,W=800,IP30 | 294.5876 | 1
102447 | BPZ-DS-800/17-W | Door,white, rot.handle, H=1760,W=800,IP30 | 207.8147 | 1
102424 | BPZ-DS-800/20 | Door,grey, rot.handle, H=2060,W=800,IP30 | 212.3418 | 1
102430 | BPZ-DS-800/20-P | Door,grey,clip-down.handle,H=2060,W=800,IP30 | 300.6068 | 1
102454 | BPZ-DS-800/20-P-W | Door,white,clip-down.handle,H=2060,W=800,IP30 | 317.4631 | 1
102448 | BPZ-DS-800/20-W | Door,white, rot.handle, H=2060,W=800,IP30 | 229.1223 | 1
102431 | BPZ-DT-400/17 | Transparent door,grey,rot.handle,H=1760,W=400 | 245.4222 | 1
106422 | BPZ-DT-400/17-L | Transparent door,grey, no lock, H=1760,W=400 | 251.3529 | 1
106426 | BPZ-DT-400/17-L-W | Transparent door,white, no lock, H=1760,W=400 | 255.665 | 1
102437 | BPZ-DT-400/17-P | Transparent door,grey,handle,H=1760,W=400 | 329.236 | 1
102461 | BPZ-DT-400/17-P-W | Transparent door,white,handle,H=1760,W=400 | 332.9917 | 1
102455 | BPZ-DT-400/17-W | Transparent door,white,rot.handle,H=1760,W=400 | 252.9209 | 1
102432 | BPZ-DT-400/20 | Transparent door,grey,rot.handle,H=2060,W=400 | 267.7413 | 1
106423 | BPZ-DT-400/20-L | Transparent door,grey, no lock, H=2060,W=400 | 274.4687 | 1
106427 | BPZ-DT-400/20-L-W | Transparent door,white, no lock, H=2060,W=400 | 279.4636 | 1
102438 | BPZ-DT-400/20-P | Transparent door,grey,handle,H=2060,W=400 | 352.2633 | 1
102462 | BPZ-DT-400/20-P-W | Transparent door,white,handle,H=2060,W=400 | 356.626 | 1
102456 | BPZ-DT-400/20-W | Transparent door,white,rot.handle,H=2060,W=400 | 276.492 | 1
102433 | BPZ-DT-600/17 | Transparent door,grey,rot.handle,H=1760,W=600 | 292.2608 | 1
106424 | BPZ-DT-600/17-L | Transparent door,grey, no lock, H=1760,W=600 | 296.6235 | 1
106428 | BPZ-DT-600/17-L-W | Transparent door,white, no lock, H=1760,W=600 | 302.63 | 1
102439 | BPZ-DT-600/17-P | Transparent door,grey,handle,H=1760,W=600 | 374.4181 | 1
102463 | BPZ-DT-600/17-P-W | Transparent door,white,handle,H=1760,W=600 | 379.8809 | 1
102457 | BPZ-DT-600/17-W | Transparent door,white,rot.handle,H=1760,W=600 | 303.0979 | 1
102434 | BPZ-DT-600/20 | Transparent door,grey,rot.handle,H=2060,W=600 | 347.2684 | 1
106425 | BPZ-DT-600/20-L | Transparent door,grey, no lock, H=2060,W=600 | 352.8956 | 1
106429 | BPZ-DT-600/20-L-W | Transparent door,white, no lock, H=2060,W=600 | 359.9138 | 1
102440 | BPZ-DT-600/20-P | Transparent door,grey,handle,H=2060,W=600 | 430.3867 | 1
102464 | BPZ-DT-600/20-P-W | Transparent door,white,handle,H=2060,W=600 | 436.6967 | 1
102458 | BPZ-DT-600/20-W | Transparent door,white,rot.handle,H=2060,W=600 | 360.0655 | 1
102435 | BPZ-DT-800/17 | Transparent door,grey,rot.handle,H=1760,W=800 | 367.324 | 1
102441 | BPZ-DT-800/17-P | Transparent door,grey,handle,H=1760,W=800 | 448.1661 | 1
102465 | BPZ-DT-800/17-P-W | Transparent door,white,handle,H=1760,W=800 | 455.2728 | 1
102459 | BPZ-DT-800/17-W | Transparent door,white,rot.handle,H=1760,W=800 | 381.6892 | 1
102436 | BPZ-DT-800/20 | Transparent door,grey,rot.handle,H=2060,W=800 | 437.1646 | 1
102442 | BPZ-DT-800/20-P | Transparent door,grey,handle,H=2060,W=800 | 518.7149 | 1
102466 | BPZ-DT-800/20-P-W | Transparent door,white,handle,H=2060,W=800 | 527.1494 | 1
102460 | BPZ-DT-800/20-W | Transparent door,white,rot.handle,H=2060,W=800 | 454.0209 | 1
120789 | BPZ-FP/MSW-1000/125-45 | Front plate, 45mm dev.cutout, grey, W=1000,H=125 | 30.0859 | 1
120790 | BPZ-FP/MSW-1000/175-45 | Front plate, 45mm dev.cutout, grey, W=1000,H=175 | 33.3941 | 1
120791 | BPZ-FP/MSW-1200/125-45 | Front plate, 45mm dev.cutout, grey, W=1200,H=125 | 35.9533 | 1
120792 | BPZ-FP/MSW-1200/175-45 | Front plate, 45mm dev.cutout, grey, W=1200,H=175 | 37.3889 | 1
120783 | BPZ-FP/MSW-400/125-45 | Front plate, 45mm dev.cutout, grey, W=400,H=125 | 17.3524 | 1
120784 | BPZ-FP/MSW-400/175-45 | Front plate, 45mm dev.cutout, grey, W=400,H=175 | 20.0989 | 1
120785 | BPZ-FP/MSW-600/125-45 | Front plate, 45mm dev.cutout, grey, W=600,H=125 | 19.974 | 1
120786 | BPZ-FP/MSW-600/175-45 | Front plate, 45mm dev.cutout, grey, W=600,H=175 | 22.5332 | 1
120787 | BPZ-FP/MSW-800/125-45 | Front plate, 45mm dev.cutout, grey, W=800,H=125 | 25.3421 | 1
120788 | BPZ-FP/MSW-800/175-45 | Front plate, 45mm dev.cutout, grey, W=800,H=175 | 29.3993 | 1
174408 | BPZ-FP/S-NZM1-600-MH | Front plate NZM1 symmetrical, horizontal HxW=200x600mm | 28.7271 | 1
174376 | BPZ-FP/S-NZM1-800-MH | Front plate NZM1 symmetrical, horizontal HxW=200x800mm | 35.0895 | 1
174409 | BPZ-FP/S-NZM2-600-MH | Front plate NZM2 symmetrical, horizontal HxW=200x600mm | 28.3415 | 1
174392 | BPZ-FP/S-NZM2-600-MV | Front plate NZM2 symmetrical, vertical HxW=300x600mm | 52.57 | 1
174377 | BPZ-FP/S-NZM2-800-MH | Front plate NZM2 symmetrical, horizontal HxW=200x800mm | 32.7759 | 1
174401 | BPZ-FP/S-NZM2-800-MV | Front plate NZM2 symmetrical, vertical HxW=300x800mm | 59.4465 | 1
174393 | BPZ-FP/S-NZM2X-2/2-600-MV | Front plate NZM2 symmetrical, vertical HxW=300x600mm | 58.6753 | 1
174402 | BPZ-FP/S-NZM2X-3/3-800-MV | Front plate NZM2 symmetrical, vertical HxW=300x800mm | 74.6134 | 1
174410 | BPZ-FP/S-NZM2-XFI-600-MH | Front plate NZM2 + XFI symmetrical, horizontal HxW=200x600mm | 33.033 | 1
174394 | BPZ-FP/S-NZM2-XFI-600-MV | Front plate NZM2 + XFI symmetrical,vertical HxW=400x600mm | 49.3567 | 1
174378 | BPZ-FP/S-NZM2-XFI-800-MH | Front plate NZM2 + XFI symmetrical, horizontal HxW=200x800mm | 32.7116 | 1
174403 | BPZ-FP/S-NZM2-XFI-800-MV | Front plate NZM2 + XFI symmetrical,vertical HxW=400x800mm | 56.426 | 1
174411 | BPZ-FP/S-NZM3-600-MH | Front plate NZM3 symmetrical, horizontal HxW=400x600mm | 51.0276 | 1
174396 | BPZ-FP/S-NZM3-600-MV | Front plate NZM3 symmetrical, vertical HxW=400x600mm | 48.4569 | 1
174379 | BPZ-FP/S-NZM3-800-MH | Front plate NZM3 symmetrical, horizontal HxW=400x800mm | 59.4465 | 1
174405 | BPZ-FP/S-NZM3-800-MV | Front plate NZM3 symmetrical, vertical HxW=400x800mm | 55.462 | 1
177331 | BPZ-FP/S-NZM3-XDV-600-MH | Front plate NZM3-XDV symmetrical, horizontal HxW=400x600mm | 51.2846 | 1
177327 | BPZ-FP/S-NZM3-XDV-600-MV | Front plate NZM3-XDV symmetrical, vertical HxW=400x600mm | 55.3334 | 1
177333 | BPZ-FP/S-NZM3-XDV-800-MH | Front plate NZM3-XDV symmetrical, horizontal HxW=400x800mm | 59.318 | 1
177329 | BPZ-FP/S-NZM3-XDV-800-MV | Front plate NZM3-XDV symmetrical, vertical HxW=400x800mm | 52.9556 | 1
174380 | BPZ-FP/S-NZM4-800-MH-XVTL | Front plate NZM4 symmetrical for XVTL, horizontal HxW=600x800mm | 71.3358 | 1
177328 | BPZ-FP/S-NZM4-XDV-600-MV-XVTL | Front plate NZM4-XDV symmetrical for XVTL, vertical HxW=600x600mm | 54.5622 | 1
177334 | BPZ-FP/S-NZM4-XDV-800-MH-XVTL | Front plate NZM4-XDV symmetrical for XVTL, horizontal HxW=600x800mm | 70.3075 | 1
177330 | BPZ-FP/S-NZM4-XDV-800-MV-XVTL | Front plate NZM4-XDV symmetrical for XVTL, vertical HxW=600x800mm | 70.3075 | 1
293526 | BPZ-FP-1000/050-BL | Front plate, blind, grey, W=1000, H=50 | 21.3523 | 1
293527 | BPZ-FP-1000/050-BL-W | Front plate, blind, white, W=1000, H=50 | 21.3654 | 1
293528 | BPZ-FP-1000/100-BL | Front plate, blind, grey, W=1000, H=100 | 26.4769 | 1
293529 | BPZ-FP-1000/100-BL-W | Front plate, blind, white, W=1000, H=100 | 25.063 | 1
151255 | BPZ-FP-1000/125-BL | Front plate, blind, grey, W=1000, H=125 | 33.997 | 1
293532 | BPZ-FP-1000/150-45 | Front plate, 45mm dev.cutout, grey, W=1000,H=150 | 30.2803 | 1
293533 | BPZ-FP-1000/150-45-W | Front plate, 45mm dev.cutout, white, W=1000,H=150 | 28.6824 | 1
293530 | BPZ-FP-1000/150-BL | Front plate, blind, grey, W=1000, H=150 | 30.0134 | 1
293531 | BPZ-FP-1000/150-BL-W | Front plate, blind, white, W=1000, H=150 | 28.7736 | 1
151730 | BPZ-FP-1000/175-BL | Front plate, blind, grey, W=1000, H=175 | 36.4391 | 1
293536 | BPZ-FP-1000/200-45 | Front plate, 45mm dev.cutout, grey, W=1000,H=200 | 33.9769 | 1
293537 | BPZ-FP-1000/200-45-W | Front plate, 45mm dev.cutout, white, W=1000,H=200 | 35.2704 | 1
293534 | BPZ-FP-1000/200-BL | Front plate, blind, grey, W=1000, H=200 | 36.8328 | 1
293535 | BPZ-FP-1000/200-BL-W | Front plate, blind, white, W=1000, H=200 | 35.4397 | 1
108395 | BPZ-FP-1000/250-BL | Front plate, blind, grey, W=1000, H=250 | 56.779 | 1
108405 | BPZ-FP-1000/250-BL-W | Front plate, blind, white, W=1000, H=250 | 54.9953 | 1
108396 | BPZ-FP-1000/300-BL | Front plate, blind, grey, W=1000, H=300 | 66.4992 | 1
108406 | BPZ-FP-1000/300-BL-W | Front plate, blind, white, W=1000, H=300 | 59.8777 | 1
119241 | BPZ-FP-1000/350-BL | Front plate, blind, grey, W=1000, H=350 | 65.8997 | 1
119257 | BPZ-FP-1000/350-BL-W | Front plate, blind, white, W=1000, H=350 | 64.4757 | 1
119242 | BPZ-FP-1000/400-BL | Front plate, blind, grey, W=1000, H=400 | 78.5232 | 1
119258 | BPZ-FP-1000/400-BL-W | Front plate, blind, white, W=1000, H=400 | 76.5559 | 1
119243 | BPZ-FP-1000/500-BL | Front plate, blind, grey, W=1000, H=500 | 87.7604 | 1
119259 | BPZ-FP-1000/500-BL-W | Front plate, blind, white, W=1000, H=500 | 89.9605 | 1
119244 | BPZ-FP-1000/800-BL | Front plate, blind, grey, W=1000, H=800 | 123.6345 | 1
119260 | BPZ-FP-1000/800-BL-W | Front plate, blind, white, W=1000, H=800 | 124.4901 | 1
293538 | BPZ-FP-1200/050-BL | Front plate, blind, grey, W=1200, H=50 | 23.5527 | 1
293539 | BPZ-FP-1200/050-BL-W | Front plate, blind, white, W=1200, H=50 | 22.5762 | 1
293540 | BPZ-FP-1200/100-BL | Front plate, blind, grey, W=1200, H=100 | 26.4769 | 1
293541 | BPZ-FP-1200/100-BL-W | Front plate, blind, white, W=1200, H=100 | 27.081 | 1
151256 | BPZ-FP-1200/125-BL | Front plate, blind, grey, W=1200, H=125 | 36.6962 | 1
293544 | BPZ-FP-1200/150-45 | Front plate, 45mm dev.cutout, grey, W=1200,H=150 | 30.8408 | 1
293545 | BPZ-FP-1200/150-45-W | Front plate, 45mm dev.cutout, white, W=1200,H=150 | 31.4947 | 1
293542 | BPZ-FP-1200/150-BL | Front plate, blind, grey, W=1200, H=150 | 30.5072 | 1
293543 | BPZ-FP-1200/150-BL-W | Front plate, blind, white, W=1200, H=150 | 31.6509 | 1
151731 | BPZ-FP-1200/175-BL | Front plate, blind, grey, W=1200, H=175 | 32.5188 | 1
293548 | BPZ-FP-1200/200-45 | Front plate, 45mm dev.cutout, grey, W=1200,H=200 | 40.6362 | 1
293549 | BPZ-FP-1200/200-45-W | Front plate, 45mm dev.cutout, white, W=1200,H=200 | 38.8118 | 1
293546 | BPZ-FP-1200/200-BL | Front plate, blind, grey, W=1200, H=200 | 39.3326 | 1
293547 | BPZ-FP-1200/200-BL-W | Front plate, blind, white, W=1200, H=200 | 39.1373 | 1
108397 | BPZ-FP-1200/250-BL | Front plate, blind, grey, W=1200, H=250 | 61.0364 | 1
108407 | BPZ-FP-1200/250-BL-W | Front plate, blind, white, W=1200, H=250 | 59.7214 | 1
108398 | BPZ-FP-1200/300-BL | Front plate, blind, grey, W=1200, H=300 | 72.2243 | 1
108408 | BPZ-FP-1200/300-BL-W | Front plate, blind, white, W=1200, H=300 | 64.9684 | 1
144884 | BPZ-FP-1200/350-BL | Front plate, for HxW=350x1200mm, blind | 56.8758 | #N/A
144885 | BPZ-FP-1200/400-BL | Front plate, for HxW=400x1200mm, blind | 60.9889 | 1
152516 | BPZ-FP-1200/500-BL | Front plate, blind, grey, W=1200, H=500 | 92.9551 | 1
152518 | BPZ-FP-1200/500-BL-W | Front plate, blind, white, W=1200, H=500 | 95.7663 | 1
152517 | BPZ-FP-1200/800-BL | Front plate, blind, grey, W=1200, H=800 | 151.5638 | 1
152519 | BPZ-FP-1200/800-BL-W | Front plate, blind, white, W=1200, H=800 | 135.9797 | 1
286675 | BPZ-FP-400/050-BL | Front plate, blind, grey, W=400, H=50 | 15.5605 | 1
292397 | BPZ-FP-400/050-BL-W | Front plate, blind, white, W=400, H=50 | 15.5976 | 1
286676 | BPZ-FP-400/100-BL | Front plate, blind, grey, W=400, H=100 | 16.6548 | 1
292398 | BPZ-FP-400/100-BL-W | Front plate, blind, white, W=400, H=100 | 16.7043 | 1
108370 | BPZ-FP-400/100-RMQ | Front plate for command devices,grey,W=400,H=100 | 22.3679 | 1
108372 | BPZ-FP-400/100-RMQ-W | Front plate for command devices,white,W=400,H=100 | 22.9928 | 1
151252 | BPZ-FP-400/125-BL | Front plate, blind, grey, W=400, H=125 | 12.9176 | 1
286678 | BPZ-FP-400/150-45 | Front plate, 45mm dev.cutout, grey, W=400,H=150 | 19.831 | 1
292400 | BPZ-FP-400/150-45-W | Front plate, 45mm dev.cutout, white, W=400,H=150 | 18.488 | 1
286677 | BPZ-FP-400/150-BL | Front plate, blind, grey, W=400, H=150 | 19.3105 | 1
292399 | BPZ-FP-400/150-BL-W | Front plate, blind, white, W=400, H=150 | 18.0844 | 1
151257 | BPZ-FP-400/175-BL | Front plate, blind, grey, W=400, H=175 | 19.7941 | 1
286680 | BPZ-FP-400/200-45 | Front plate, 45mm dev.cutout, grey, W=400,H=200 | 22.6468 | 1
292402 | BPZ-FP-400/200-45-W | Front plate, 45mm dev.cutout, white, W=400,H=200 | 22.6673 | 1
286679 | BPZ-FP-400/200-BL | Front plate, blind, grey, W=400, H=200 | 22.1797 | 1
292401 | BPZ-FP-400/200-BL-W | Front plate, blind, white, W=400, H=200 | 22.2507 | 1
108389 | BPZ-FP-400/250-BL | Front plate, blind, grey, W=400, H=250 | 38.1868 | 1
108399 | BPZ-FP-400/250-BL-W | Front plate, blind, white, W=400, H=250 | 38.0827 | 1
108390 | BPZ-FP-400/300-BL | Front plate, blind, grey, W=400, H=300 | 41.3702 | 1
108400 | BPZ-FP-400/300-BL-W | Front plate, blind, white, W=400, H=300 | 40.5043 | 1
119229 | BPZ-FP-400/350-BL | Front plate, blind, grey, W=400, H=350 | 37.4092 | 1
119245 | BPZ-FP-400/350-BL-W | Front plate, blind, white, W=400, H=350 | 33.8684 | 1
119230 | BPZ-FP-400/400-BL | Front plate, blind, grey, W=400, H=400 | 49.9511 | 1
119246 | BPZ-FP-400/400-BL-W | Front plate, blind, white, W=400, H=400 | 43.1343 | 1
119231 | BPZ-FP-400/500-BL | Front plate, blind, grey, W=400, H=500 | 51.1085 | 1
119247 | BPZ-FP-400/500-BL-W | Front plate, blind, white, W=400, H=500 | 44.7937 | 1
119232 | BPZ-FP-400/800-BL |  | 49.4608 | 1
119248 | BPZ-FP-400/800-BL-W | Front plate, blind, white, W=400, H=800 | 57.647 | 1
286681 | BPZ-FP-600/050-BL | Front plate, blind, grey, W=600, H=50 | 17.9226 | 1
292403 | BPZ-FP-600/050-BL-W | Front plate, blind, white, W=600, H=50 | 16.4569 | 1
286682 | BPZ-FP-600/100-BL | Front plate, blind, grey, W=600, H=100 | 20.3915 | 1
292404 | BPZ-FP-600/100-BL-W | Front plate, blind, white, W=600, H=100 | 18.7744 | 1
108371 | BPZ-FP-600/100-RMQ | Front plate for command devices,grey,W=600,H=100 | 25.1932 | 1
108373 | BPZ-FP-600/100-RMQ-W | Front plate for command devices,white,W=600,H=100 | 26.5863 | 1
151253 | BPZ-FP-600/125-BL | Front plate, blind, grey, W=600, H=125 | 20.8223 | 1
286684 | BPZ-FP-600/150-45 | Front plate, 45mm dev.cutout, grey, W=600,H=150 | 23.3007 | 1
292406 | BPZ-FP-600/150-45-W | Front plate, 45mm dev.cutout, white, W=600,H=150 | 21.144 | 1
286683 | BPZ-FP-600/150-BL | Front plate, blind, grey, W=600, H=150 | 23.0205 | 1
292405 | BPZ-FP-600/150-BL-W | Front plate, blind, white, W=600, H=150 | 20.8836 | 1
151258 | BPZ-FP-600/175-BL | Front plate, blind, grey, W=600, H=175 | 19.2799 | 1
286686 | BPZ-FP-600/200-45 | Front plate, 45mm dev.cutout, grey, W=600,H=200 | 28.4787 | 1
292408 | BPZ-FP-600/200-45-W | Front plate, 45mm dev.cutout, white, W=600,H=200 | 25.8441 | 1
286685 | BPZ-FP-600/200-BL | Front plate, blind, grey, W=600, H=200 | 28.1184 | 1
292407 | BPZ-FP-600/200-BL-W | Front plate, blind, white, W=600, H=200 | 25.5837 | 1
108391 | BPZ-FP-600/250-BL | Front plate, blind, grey, W=600, H=250 | 47.4556 | 1
108401 | BPZ-FP-600/250-BL-W | Front plate, blind, white, W=600, H=250 | 44.0587 | 1
108392 | BPZ-FP-600/300-BL | Front plate, blind, grey, W=600, H=300 | 52.3399 | 1
108402 | BPZ-FP-600/300-BL-W | Front plate, blind, white, W=600, H=300 | 48.3552 | 1
119233 | BPZ-FP-600/350-BL | Front plate, blind, grey, W=600, H=350 | 43.9209 | 1
119249 | BPZ-FP-600/350-BL-W | Front plate, blind, white, W=600, H=350 | 46.6303 | 1
119234 | BPZ-FP-600/400-BL | Front plate, blind, grey, W=600, H=400 | 56.2367 | 1
119250 | BPZ-FP-600/400-BL-W | Front plate, blind, white, W=600, H=400 | 53.6673 | 1
119235 | BPZ-FP-600/500-BL | Front plate, blind, grey, W=600, H=500 | 41.402 | 1
119251 | BPZ-FP-600/500-BL-W | Front plate, blind, white, W=600, H=500 | 64.598 | 1
119236 | BPZ-FP-600/800-BL | Front plate, blind, grey, W=600, H=800 | 58.0969 | 1
119252 | BPZ-FP-600/800-BL-W | Front plate, blind, white, W=600, H=800 | 88.5548 | 1
286687 | BPZ-FP-800/050-BL | Front plate, blind, grey, W=800, H=50 | 20.178 | 1
292409 | BPZ-FP-800/050-BL-W | Front plate, blind, white, W=800, H=50 | 18.5791 | 1
286688 | BPZ-FP-800/100-BL | Front plate, blind, grey, W=800, H=100 | 23.4475 | 1
292410 | BPZ-FP-800/100-BL-W | Front plate, blind, white, W=800, H=100 | 21.6648 | 1
151254 | BPZ-FP-800/125-BL | Front plate, blind, grey, W=800, H=125 | 18.4445 | 1
286690 | BPZ-FP-800/150-45 | Front plate, 45mm dev.cutout, grey, W=800,H=150 | 27.5178 | 1
292412 | BPZ-FP-800/150-45-W | Front plate, 45mm dev.cutout, white, W=800,H=150 | 24.8807 | 1
286689 | BPZ-FP-800/150-BL | Front plate, blind, grey, W=800, H=150 | 27.2242 | 1
292411 | BPZ-FP-800/150-BL-W | Front plate, blind, white, W=800, H=150 | 24.6854 | 1
151259 | BPZ-FP-800/175-BL | Front plate, blind, grey, W=800, H=175 | 24.7426 | 1
286692 | BPZ-FP-800/200-45 | Front plate, 45mm dev.cutout, grey, W=800,H=200 | 32.629 | 1
292414 | BPZ-FP-800/200-45-W | Front plate, 45mm dev.cutout, white, W=800,H=200 | 30.3359 | 1
286691 | BPZ-FP-800/200-BL | Front plate, blind, grey, W=800, H=200 | 31.7349 | 1
292413 | BPZ-FP-800/200-BL-W | Front plate, blind, white, W=800, H=200 | 30.1406 | 1
108393 | BPZ-FP-800/250-BL | Front plate, blind, grey, W=800, H=250 | 55.9164 | 1
108403 | BPZ-FP-800/250-BL-W | Front plate, blind, white, W=800, H=250 | 49.3187 | 1
108394 | BPZ-FP-800/300-BL | Front plate, blind, grey, W=800, H=300 | 58.7323 | 1
108404 | BPZ-FP-800/300-BL-W | Front plate, blind, white, W=800, H=300 | 53.2376 | 1
119237 | BPZ-FP-800/350-BL | Front plate, blind, grey, W=800, H=350 | 61.4414 | 1
119253 | BPZ-FP-800/350-BL-W | Front plate, blind, white, W=800, H=350 | 54.1474 | 1
119238 | BPZ-FP-800/400-BL | Front plate, blind, grey, W=800, H=400 | 69.5419 | 1
119254 | BPZ-FP-800/400-BL-W | Front plate, blind, white, W=800, H=400 | 63.6404 | 1
119239 | BPZ-FP-800/500-BL | Front plate, blind, grey, W=800, H=500 | 72.5345 | 1
119255 | BPZ-FP-800/500-BL-W | Front plate, blind, white, W=800, H=500 | 80.7933 | 1
119240 | BPZ-FP-800/800-BL | Front plate, blind, grey, W=800, H=800 | 101.3278 | 1
119256 | BPZ-FP-800/800-BL-W | Front plate, blind, white, W=800, H=800 | 105.4224 | 1
119279 | BPZ-FPK-1000/050-BL | Front plate, blind, plastic, W=1000, H=50 | 19.8533 | 1
119280 | BPZ-FPK-1000/100-BL | Front plate, blind, plastic, W=1000, H=100 | 20.2832 | 1
120799 | BPZ-FPK-1000/125-45 | Front plate, 45mm dev.cutout, plastic,W=1000,H=125 | 23.3055 | 1
119298 | BPZ-FPK-1000/150-45 | Front plate, 45mm dev.cutout, plastic,W=1000,H=150 | 24.6965 | 1
119281 | BPZ-FPK-1000/150-BL | Front plate, blind, plastic, W=1000, H=150 | 24.6965 | 1
120800 | BPZ-FPK-1000/175-45 | Front plate, 45mm dev.cutout, plastic,W=1000,H=175 | 26.6945 | 1
119299 | BPZ-FPK-1000/200-45 | Front plate, 45mm dev.cutout, plastic,W=1000,H=200 | 28.6419 | 1
119282 | BPZ-FPK-1000/200-BL | Front plate, blind, plastic, W=1000, H=200 | 27.8452 | 1
119283 | BPZ-FPK-1000/250-BL | Front plate, blind, plastic, W=1000, H=250 | 37.7213 | 1
119284 | BPZ-FPK-1000/300-BL | Front plate, blind, plastic, W=1000, H=300 | 40.3262 | 1
119285 | BPZ-FPK-1000/350-BL | Front plate, blind, plastic, W=1000, H=350 | 45.0543 | 1
119286 | BPZ-FPK-1200/100-BL | Front plate, blind, plastic, W=1200, H=100 | 21.9714 | 1
120801 | BPZ-FPK-1200/125-45 | Front plate, 45mm dev.cutout, plastic,W=1200,H=125 | 27.2509 | 1
119300 | BPZ-FPK-1200/150-45 | Front plate, 45mm dev.cutout, plastic,W=1200,H=150 | 29.4891 | 1
119287 | BPZ-FPK-1200/150-BL | Front plate, blind, plastic, W=1200, H=150 | 27.9464 | 1
120802 | BPZ-FPK-1200/175-45 | Front plate, 45mm dev.cutout, plastic,W=1200,H=175 | 32.0941 | 1
119301 | BPZ-FPK-1200/200-45 | Front plate, 45mm dev.cutout, plastic,W=1200,H=200 | 34.7496 | 1
119288 | BPZ-FPK-1200/200-BL | Front plate, blind, plastic, W=1200, H=200 | 33.3586 | 1
119289 | BPZ-FPK-1200/250-BL | Front plate, blind, plastic, W=1200, H=250 | 45.4097 | 1
119290 | BPZ-FPK-1200/300-BL | Front plate, blind, plastic, W=1200, H=300 | 47.6732 | 1
119291 | BPZ-FPK-1200/350-BL | Front plate, blind, plastic, W=1200, H=350 | 54.3121 | 1
119261 | BPZ-FPK-400/050-BL | Front plate, blind, plastic, W=400, H=50 | 11.5579 | 1
119262 | BPZ-FPK-400/100-BL | Front plate, blind, plastic, W=400, H=100 | 12.8983 | 1
120793 | BPZ-FPK-400/125-45 | Front plate, 45mm dev.cutout, plastic,W=400,H=125 | 13.9858 | 1
119292 | BPZ-FPK-400/150-45 | Front plate, 45mm dev.cutout, plastic,W=400,H=150 | 14.4664 | 1
119263 | BPZ-FPK-400/150-BL | Front plate, blind, plastic, W=400, H=150 | 14.8963 | 1
120794 | BPZ-FPK-400/175-45 | Front plate, 45mm dev.cutout, plastic,W=400,H=175 | 15.3768 | 1
119293 | BPZ-FPK-400/200-45 | Front plate, 45mm dev.cutout, plastic,W=400,H=200 | 16.5908 | 1
119264 | BPZ-FPK-400/200-BL | Front plate, blind, plastic, W=400, H=200 | 16.8943 | 1
119265 | BPZ-FPK-600/050-BL | Front plate, blind, plastic, W=600, H=50 | 14.9595 | 1
119266 | BPZ-FPK-600/100-BL | Front plate, blind, plastic, W=600, H=100 | 15.8403 | 1
120795 | BPZ-FPK-600/125-45 | Front plate, 45mm dev.cutout, plastic,W=600,H=125 | 16.831 | 1
119294 | BPZ-FPK-600/150-45 | Front plate, 45mm dev.cutout, plastic,W=600,H=150 | 18.2853 | 1
119267 | BPZ-FPK-600/150-BL | Front plate, blind, plastic, W=600, H=150 | 18.7942 | 1
120796 | BPZ-FPK-600/175-45 | Front plate, 45mm dev.cutout, plastic,W=600,H=175 | 18.8922 | 1
119295 | BPZ-FPK-600/200-45 | Front plate, 45mm dev.cutout, plastic,W=600,H=200 | 19.4234 | 1
119268 | BPZ-FPK-600/200-BL | Front plate, blind, plastic, W=600, H=200 | 20.4729 | 1
119269 | BPZ-FPK-600/250-BL | Front plate, blind, plastic, W=600, H=250 | 28.2499 | 1
119270 | BPZ-FPK-600/300-BL | Front plate, blind, plastic, W=600, H=300 | 30.4249 | 1
119271 | BPZ-FPK-600/350-BL | Front plate, blind, plastic, W=600, H=350 | 32.6378 | 1
119272 | BPZ-FPK-800/050-BL | Front plate, blind, plastic, W=800, H=50 | 17.8047 | 1
119273 | BPZ-FPK-800/100-BL | Front plate, blind, plastic, W=800, H=100 | 18.8922 | 1
120797 | BPZ-FPK-800/125-45 | Front plate, 45mm dev.cutout, plastic,W=800,H=125 | 20.65 | 1
119296 | BPZ-FPK-800/150-45 | Front plate, 45mm dev.cutout, plastic,W=800,H=150 | 22.6479 | 1
119274 | BPZ-FPK-800/150-BL | Front plate, blind, plastic, W=800, H=150 | 21.8513 | 1
120798 | BPZ-FPK-800/175-45 | Front plate, 45mm dev.cutout, plastic,W=800,H=175 | 22.8882 | 1
119297 | BPZ-FPK-800/200-45 | Front plate, 45mm dev.cutout, plastic,W=800,H=200 | 24.5827 | 1
119275 | BPZ-FPK-800/200-BL | Front plate, blind, plastic, W=800, H=200 | 24.1527 | 1
119276 | BPZ-FPK-800/250-BL | Front plate, blind, plastic, W=800, H=250 | 33.0551 | 1
119277 | BPZ-FPK-800/300-BL | Front plate, blind, plastic, W=800, H=300 | 35.2428 | 1
119278 | BPZ-FPK-800/350-BL | Front plate, blind, plastic, W=800, H=350 | 39.5801 | 1
173607 | BPZ-FP-NZM2X-2/0-400-MV |  | 34.8562 | 1
173608 | BPZ-FP-NZM2X-3/2-600-MV | #N/A | 43.7987 | 1
173610 | BPZ-FP-NZM2X-4/4-1000-MV | Front plate 4xNZM2 (3poles) / 4xNZM2 (4poles), vertical mounting, gray, WxH=1000x300 | 82.5824 | #N/A
173611 | BPZ-FP-NZM2X-4/4-1200-MV | Front plate 4xNZM2 (3poles) / 4xNZM2 (4poles), vertical mounting, gray, WxH=1200x300 | 93.0579 | #N/A
173609 | BPZ-FP-NZM2X-4/4-800-MV |  | 68.5441 | #N/A
173612 | BPZ-FP-NZM3X-2/2-600-MV | #N/A | 50.8039 | 1
173614 | BPZ-FP-NZM3X-3/3-1000-MV | Front plate 3xNZM3 (3poles) / 3xNZM3 (4poles), vertical mounting, gray, WxH=1000x500 | 97.0424 | #N/A
173615 | BPZ-FP-NZM3X-3/3-1200-MV | Front plate 3xNZM3 (3poles) / 3xNZM3 (4poles), vertical mounting, gray, WxH=1200x500 | 109.8957 | #N/A
173613 | BPZ-FP-NZM3X-3/3-800-MV | #N/A | 75.4943 | #N/A
177332 | BPZ-FP-NZM4-XDV-600-MH-XVTL | Front plate NZM4-XDV symmetrical for XVTL, horizontal HxW=600x600mm | 46.0148 | 1
120735 | BPZ-FPP-1000/150-BL | Front plate, 45mm dev.cutout, grey, W=1000,H=150 | 59.7622 | 1
120740 | BPZ-FPP-1000/150-BL-W | Front plate, 45mm dev.cutout, white, W=1000,H=150 | 56.31 | 1
134202 | BPZ-FPP-1000/300-BL | Front plate with plastic insert, grey, W=1000, H=300 | 82.5802 | 1
134206 | BPZ-FPP-1000/300-BL-W | Front plate with plastic insert, for HxW=300x1000mm, white | 85.826 | 1
134203 | BPZ-FPP-1000/500-BL | Front plate with plastic insert, grey, W=1000, H=500 | 109.7948 | 1
134207 | BPZ-FPP-1000/500-BL-W | Front plate with plastic insert, for HxW=500x1000mm, white | 116.0367 | 1
120736 | BPZ-FPP-1200/150-BL | Front plate, 45mm dev.cutout, grey, W=1200,H=150 | 65.6929 | 1
120741 | BPZ-FPP-1200/150-BL-W | Front plate, 45mm dev.cutout, white, W=1200,H=150 | 66.7172 | 1
134204 | BPZ-FPP-1200/300-BL | Front plate with plastic insert, grey, W=1200, H=300 | 94.7519 | 1
134208 | BPZ-FPP-1200/300-BL-W | Front plate with plastic insert, for HxW=300x1200mm, white | 96.6244 | 1
134205 | BPZ-FPP-1200/500-BL | Front plate with plastic insert, grey, W=1200, H=500 | 125.3371 | 1
134209 | BPZ-FPP-1200/500-BL-W | Front plate with plastic insert, for HxW=500x1200mm, white | 132.0783 | 1
120732 | BPZ-FPP-400/150-BL | Front plate, 45mm dev.cutout, grey, W=400,H=150 | 35.7233 | 1
120737 | BPZ-FPP-400/150-BL-W | Front plate, 45mm dev.cutout, white, W=400,H=150 | 35.2428 | 1
108291 | BPZ-FPP-400/300-BL | Front plate, 45mm dev.cutout, grey, W=400,H=300 | 49.8482 | 1
108296 | BPZ-FPP-400/300-BL-W | Front plate, 45mm dev.cutout, white, W=400,H=300 | 50.4552 | 1
120733 | BPZ-FPP-600/150-BL | Front plate, 45mm dev.cutout, grey, W=600,H=150 | 43.7784 | 1
120738 | BPZ-FPP-600/150-BL-W | Front plate, 45mm dev.cutout, white, W=600,H=150 | 43.5255 | 1
108292 | BPZ-FPP-600/300-BL | Front plate, 45mm dev.cutout, grey, W=600,H=300 | 58.5483 | 1
108297 | BPZ-FPP-600/300-BL-W | Front plate, 45mm dev.cutout, white, W=600,H=300 | 62.266 | 1
108293 | BPZ-FPP-600/500-BL | Front plate, 45mm dev.cutout, grey, W=600,H=500 | 74.3803 | 1
108298 | BPZ-FPP-600/500-BL-W | Front plate, 45mm dev.cutout, white, W=600,H=500 | 75.961 | 1
120734 | BPZ-FPP-800/150-BL | Front plate, 45mm dev.cutout, grey, W=800,H=150 | 53.8821 | 1
120739 | BPZ-FPP-800/150-BL-W | Front plate, 45mm dev.cutout, white, W=800,H=150 | 50.3793 | 1
108294 | BPZ-FPP-800/300-BL | Front plate, 45mm dev.cutout, grey, W=800,H=300 | 70.5867 | 1
108299 | BPZ-FPP-800/300-BL-W | Front plate, 45mm dev.cutout, white, W=800,H=300 | 73.6469 | 1
108295 | BPZ-FPP-800/500-BL | Front plate, 45mm dev.cutout, grey, W=800,H=500 | 89.2893 | 1
108330 | BPZ-FPP-800/500-BL-W | Front plate, 45mm dev.cutout, white, W=800,H=500 | 95.1441 | 1
106434 | BPZ-FPS/10 | Frontplate support, height 1000 (set) | 20.4182 | 1
112346 | BPZ-FPS/1150 | Frontplate support, height 1150 (set) | 28.9591 | 1
106433 | BPZ-FPS/13 | Frontplate support, height 1300 (set) | 24.5031 | 1
112347 | BPZ-FPS/1450 | Frontplate support, height 1450 (set) | 31.4146 | 1
106432 | BPZ-FPS/16 | Frontplate support, height 1600 (set) | 28.1226 | 1
106431 | BPZ-FPS/17 | Frontplate support, height 1650 (set) | 31.9618 | 1
106439 | BPZ-FPS/2 | Frontplate support, height 200 (set) | 7.955 | 1
106430 | BPZ-FPS/20 | Frontplate support, height 1950 (set) | 37.2732 | 1
106438 | BPZ-FPS/3 | Frontplate support, height 300 (set) | 9.5565 | 1
112343 | BPZ-FPS/350 | Frontplate support, height 350 (set) | 14.1655 | 1
106437 | BPZ-FPS/5 | Frontplate support, height 500 (set) | 12.3818 | 1
112344 | BPZ-FPS/650 | Frontplate support, height 650 (set) | 18.1095 | 1
106436 | BPZ-FPS/7 | Frontplate support, height 700 (set) | 15.181 | 1
106435 | BPZ-FPS/8 | Frontplate support, height 800 (set) | 16.6262 | 1
112345 | BPZ-FPS/950 | Frontplate support, height 950 (set) | 24.4351 | 1
120721 | BPZ-FPV | Spare front plate fixing element | 3.8018 | 1
180441 | BPZ-FPV-E |  | 1412.1223 | #N/A
184523 | BPZ-FP-XNH1/2/3/SASY-600-MV |  | 107.6194 | #N/A
184524 | BPZ-FP-XNH1/2/3/SASY-800-MV |  | 132.6743 | #N/A
184522 | BPZ-FP-XNH1/2/SASY-400-MV | Multiple mounting front plate for NH switch-disconnectors, W=400mm, XNH1/2 3p, busbar mounting | 101.9909 | #N/A
293505 | BPZ-FS-1000/1 | Front cover for base, grey, H=100,W=1000 | 22.6283 | 1
293506 | BPZ-FS-1000/1-W | Front cover for base, white, H=100,W=1000 | 22.3288 | 1
293507 | BPZ-FS-1000/2 | Front cover for base, grey, H=200,W=1000 | 32.3019 | 1
293508 | BPZ-FS-1000/2-W | Front cover for base, white, H=200,W=1000 | 34.4762 | 1
142458 | BPZ-FS-1100/1 | #N/A | 23.1875 | 1
194548 | BPZ-FS-1100/1-W | Front cover for base 100mm | 33.4186 | 1
142462 | BPZ-FS-1100/2 | Front cover for base, HxW=200x1100mm | 45.0508 | 1
293509 | BPZ-FS-1200/1 | Front cover for base, grey, H=100,W=1200 | 26.1299 | 1
293510 | BPZ-FS-1200/1-W | Front cover for base, white, H=100,W=1200 | 25.7829 | 1
293511 | BPZ-FS-1200/2 | Front cover for base, grey, H=200,W=1200 | 38.0472 | 1
293512 | BPZ-FS-1200/2-W | Front cover for base, white, H=200,W=1200 | 40.7696 | 1
142459 | BPZ-FS-1350/1 | #N/A | 29.4188 | 1
142463 | BPZ-FS-1350/2 | Front cover for base, HxW=200x1350mm | 56.426 | 1
142456 | BPZ-FS-350/1 | Front cover for base, HxW=100x350mm | 20.6295 | 1
194546 | BPZ-FS-350/1-W | Front cover for base 100mm | 17.2877 | 1
142460 | BPZ-FS-350/2 | Front cover for base, HxW=200x350mm | 21.2079 | 1
293493 | BPZ-FS-400/1 | Front cover for base, grey, H=100,W=400 | 11.2767 | 1
293494 | BPZ-FS-400/1-W | Front cover for base, white, H=100,W=400 | 11.7838 | 1
293495 | BPZ-FS-400/2 | Front cover for base, grey, H=200,W=400 | 16.3879 | 1
293496 | BPZ-FS-400/2-W | Front cover for base, white, H=200,W=400 | 17.2153 | 1
293497 | BPZ-FS-600/1 | Front cover for base, grey, H=100,W=600 | 15.2135 | 1
293498 | BPZ-FS-600/1-W | Front cover for base, white, H=100,W=600 | 14.9066 | 1
293499 | BPZ-FS-600/2 | Front cover for base, grey, H=200,W=600 | 21.6192 | 1
293500 | BPZ-FS-600/2-W | Front cover for base, white, H=200,W=600 | 22.9805 | 1
293501 | BPZ-FS-800/1 | Front cover for base, grey, H=100,W=800 | 19.5641 | 1
293502 | BPZ-FS-800/1-W | Front cover for base, white, H=100,W=800 | 18.8786 | 1
293503 | BPZ-FS-800/2 | Front cover for base, grey, H=200,W=800 | 27.9582 | 1
293504 | BPZ-FS-800/2-W | Front cover for base, white, H=200,W=800 | 29.1121 | 1
142457 | BPZ-FS-850/1 | #N/A | 21.9692 | 1
194547 | BPZ-FS-850/1-W | Front cover for base 100mm | 29.177 | 1
142461 | BPZ-FS-850/2 | Front cover for base, HxW=200x850mm | 41.3876 | 1
187870 | BPZ-GND-1000 | Earth bar (copper) 20x5mm, insulated on mounting plate, for housing width 1000mm | 93.8291 | 1
187871 | BPZ-GND-1200 | Earth bar (copper) 20x5mm, insulated on mounting plate, for housing width 1200mm | 97.3637 | 1
187867 | BPZ-GND-400 | Earth bar (copper) 20x5mm, insulated on mounting plate, for housing width 400mm | 73.1995 | 1
187868 | BPZ-GND-600 | Earth bar (copper) 20x5mm, insulated on mounting plate, for housing width 600mm | 88.9448 | 1
187869 | BPZ-GND-800 | Earth bar (copper) 20x5mm, insulated on mounting plate, for housing width 800mm | 96.5282 | 1
109263 | BPZ-IC/50-16/235/500-PEN | #N/A | 60.8151 | #N/A
109261 | BPZ-IC/50-16/235-N | #N/A | 16.9256 | 1
109260 | BPZ-IC/50-16/235-P | #N/A | 15.9101 | #N/A
109262 | BPZ-IC/50-16/500-PE | #N/A | 21.8471 | 1
174353 | BPZ-ICD-200/15 | Internal cable duct / separation frame HxW=1450x200mm | 367.2829 | 1
174354 | BPZ-ICD-200/17 | Internal cable duct / separation frame HxW=1650x200mm | 392.7324 | 1
174355 | BPZ-ICD-200/20 | Internal cable duct / separation frame HxW=1950x200mm | 407.6423 | 1
174356 | BPZ-ICD-400/15 | Internal cable duct / separation frame HxW=1450x400mm | 457.513 | 1
174388 | BPZ-ICD-400/17 | Internal cable duct / separation frame HxW=1650x400mm | 486.3044 | 1
174389 | BPZ-ICD-400/20 | Internal cable duct / separation frame HxW=1950x400mm | 512.011 | 1
106443 | BPZ-KAS-1000 | Cable Strain Relief C-Profile, W=1000 | 28.7914 | 1
106444 | BPZ-KAS-1200 | Cable Strain Relief C-Profile, W=1200 | 31.7476 | 1
106440 | BPZ-KAS-400 | Cable Strain Relief C-Profile, W=400 | 19.537 | 1
106441 | BPZ-KAS-600 | Cable Strain Relief C-Profile, W=600 | 20.3381 | 1
106442 | BPZ-KAS-800 | Cable Strain Relief C-Profile, W=800 | 25.5781 | 1
102709 | BPZ-KB-1/175-ALU | Terminal, 1-pole, 1->1 wires Cu/Al, 175A | 56.4478 | 1
102712 | BPZ-KB-1/2/800-ALU | Terminal, 1-pole, 1->2 wires Cu/Al, 800A | 127.6622 | 4
102710 | BPZ-KB-1/400-ALU | Terminal, 1-pole, 1->1 wires Cu/Al, 400A | 79.216 | 1
102715 | BPZ-KB-10/175 | Terminal, 1-pole, 10 wires Cu, 175A | 58.1186 | 1
102707 | BPZ-KB-10/175-ALU | Terminal, 1-pole, 1->10 wires Cu/Al, 175A | 62.1217 | 1
102716 | BPZ-KB-11/160 | Terminals 160A, 1x(L1,L2,L3,N)-11x(L1,L2,L3,N) | 148.2175 | 1
289967 | BPZ-KB-11/250 | Terminal, 1-pole, 11 wires Cu, 250A | 81.411 | 1
102705 | BPZ-KB-11/250-ALU | Terminal, 1-pole, 1->2+5+4 wires Cu/AL, 250A | 86.9267 | 1
102713 | BPZ-KB-11/400 | Terminal, 1-pole, 11 wires Cu, 400A | 84.2571 | 1
102706 | BPZ-KB-11/400-ALU | Terminal, 1-pole, 1->2+5+4 wires Cu/Al, 400A | 90.3456 | 1
102719 | BPZ-KB-13/125 | Terminals 125A, 1x(L1,L2,L3,N)-12x(L1,L2,L3,N) | 63.3613 | 1
178399 | BPZ-KB-2/11/160 | Terminal block, 1-pole, 160A, 11 output terminals | 89.3304 | 1
178404 | BPZ-KB-2/1100-ALU | Terminal block, 1-pole, 1100A, 2 output terminals, ALU | 1350.7445 | 1
102711 | BPZ-KB-2/2/800-ALU | Terminal, 1-pole, 2->2 wires Cu/Al, 800A | 127.6622 | 1
178401 | BPZ-KB-2/400 | Terminal block, 1-pole, 400A, 2 output terminals | 95.9498 | 1
178403 | BPZ-KB-2/400-ALU | Terminal block, 1-pole, 400A, 2 output terminals, ALU | 153.8625 | 1
178398 | BPZ-KB-2/8/125 | Terminal block, 1-pole, 125A, 8 output terminals | 74.8704 | 1
289971 | BPZ-KB-24/250 | #N/A | 192.9299 | 1
289969 | BPZ-KB-4/80 | Terminal, 1-pole, 4 wires Cu, 80A | 17.8999 | 1
102714 | BPZ-KB-6/125 | Terminal, 1-pole, 6 wires Cu, 125A | 37.6723 | 1
102703 | BPZ-KB-6/125-ALU | Terminal, 1-pole, 1->6 wires Cu/Al, 125A | 40.2991 | 1
289970 | BPZ-KB-6/160 | Terminal, 1-pole, 6 wires Cu, 160A | 58.3433 | 1
102704 | BPZ-KB-6/160-ALU | Terminal, 1-pole, 1->6 wires Cu/Al, 160A | 62.6309 | 1
102717 | BPZ-KB-6/175 | Terminal 3-pole 6 wires Cu / pole, 175A | 114.3649 | 1
102708 | BPZ-KB-6/175-ALU | Terminal, 3-pole, 6 wires Cu/Al na pole, 175A | 122.1338 | 1
178400 | BPZ-KB-6/400 | Terminal block, 1-pole, 400A, 6 output terminals | 142.3502 | 1
178402 | BPZ-KB-6/400-ALU | Terminal block, 1-pole, 400A, 6 output terminals, ALU | 146.3098 | 1
102702 | BPZ-KB-6/80-ALU | Terminal, 1-pole, 1->4+2 wires Cu/Al, 80A | 21.5316 | 1
289968 | BPZ-KB-8/125 | Terminals 125A, 1x(L1,L2,L3,N)-7x(L1,L2,L3),10xN | 50.6291 | 1
102718 | BPZ-KB-9/125 | Terminals 125A, 1x(L1,L2,L3,N)-7x(L1,L2,L3,N) | 48.0078 | 1
116676 | BPZ-KEY/DH | D-profile key | 18.4117 | 1
116674 | BPZ-KEY/SH6 | _6mm square key | 18.4117 | 1
187893 | BPZ-KFS-1000 | Cable duct, for W = 1000 mm, C section | 37.3889 | 1
142477 | BPZ-KFS-1100 | Cable guard rail | 35.7036 | 1
116296 | BPZ-KFS-1200 | #N/A | 42.9059 | 1
142478 | BPZ-KFS-1350 | Cable guard rail | 40.8219 | 1
142475 | BPZ-KFS-350 | Cable guard rail | 18.476 | 1
116293 | BPZ-KFS-400 | #N/A | 22.4456 | 1
116294 | BPZ-KFS-600 | #N/A | 26.8209 | 1
187892 | BPZ-KFS-800 | Cable duct, for W = 800 mm, C section | 33.0196 | 1
116295 | BPZ-KFS-830 | #N/A | 32.5493 | 1
142476 | BPZ-KFS-850 | Cable guard rail | 32.7699 | 1
134213 | BPZ-KIT-MPL-1000 | Mounting set for max. depth, grey W=1000 | 124.4632 | 1
134218 | BPZ-KIT-MPL-1000-W | Mounting set maximum installation depth HxW=300x1000mm white | 129.3943 | 1
134214 | BPZ-KIT-MPL-1200 | Mounting set for max. depth, grey W=1200 | 112.2652 | 1
134219 | BPZ-KIT-MPL-1200-W | Mounting set maximum installation depth HxW=300x1200mm white | 142.5023 | 1
134210 | BPZ-KIT-MPL-400 | Mounting set for max. depth, grey W=400 | 84.5152 | 1
134215 | BPZ-KIT-MPL-400-W | Mounting set maximum installation depth HxW=300x400mm white | 86.575 | 1
134211 | BPZ-KIT-MPL-600 | Mounting set for max. depth, grey W=600 | 104.4892 | 1
134216 | BPZ-KIT-MPL-600-W | Mounting set maximum installation depth HxW=300x600mm white | 105.4879 | 1
134212 | BPZ-KIT-MPL-800 | Mounting set for max. depth, grey W=800 | 146.4086 | 1
134217 | BPZ-KIT-MPL-800-W | Mounting set maximum installation depth HxW=300x800mm white | 116.536 | 1
187884 | BPZ-KR101/300 | Cable marshalling box for IP30 floor standing distribution boards, HxWxD = 100 x 1000 x 300 mm, gray | 161.6649 | 1
187888 | BPZ-KR101/300-W | Cable marshalling box for IP30 floor standing distribution boards, HxWxD = 100 x 1000 x 300 mm, white | 174.7729 | 1
187890 | BPZ-KR101/320 | Cable marshalling box for IP54 floor standing distribution boards, HxWxD = 100 x 1000 x 320 mm, gray | 149.9301 | 1
193222 | BPZ-KR101/400 | Cable arrangement plinth for floor standing distribution board IP54, HxWxD=100x1000x400mm, grey | 165.7221 | 1
187885 | BPZ-KR102/300 | Cable marshalling box for IP30 floor standing distribution boards, HxWxD = 200 x 1000 x 300 mm, gray | 231.3244 | 1
187889 | BPZ-KR102/300-W | Cable marshalling box for IP30 floor standing distribution boards, HxWxD = 200 x 1000 x 300 mm, white | 275.7666 | 1
187891 | BPZ-KR102/320 | Cable marshalling box for IP54 floor standing distribution boards, HxWxD = 200 x 1000 x 320 mm, gray | 211.9121 | 1
193227 | BPZ-KR102/400 | Cable arrangement plinth for floor standing distribution board IP54, HxWxD=200x1000x400mm, grey | 239.3764 | 1
193199 | BPZ-KR110/400 | Cable arrangement plinth for floor standing distribution board IP54, HxWxD=75x1100x400mm, grey | 163.912 | 1
142467 | BPZ-KR111/250 | Cable interconnect frame IP54, HxWxD=100x1100x250mm | 182.5752 | 1
193203 | BPZ-KR111/400 | Cable arrangement plinth for floor standing distribution board IP54, HxWxD=100x1100x400mm, grey | 176.9575 | 1
142472 | BPZ-KR112/250 | Cable interconnect frame IP54, HxWxD=200x1100x250mm | 259.3504 | 1
193207 | BPZ-KR112/400 | Cable arrangement plinth for floor standing distribution board IP54, HxWxD=200x1100x400mm, grey | 252.2347 | 1
116275 | BPZ-KR121/300 | #N/A | 129.3626 | 1
116283 | BPZ-KR121/300-W | #N/A | 133.1562 | 1
116291 | BPZ-KR121/320 | #N/A | 131.1077 | 1
193223 | BPZ-KR121/400 | Cable arrangement plinth for floor standing distribution board IP54, HxWxD=100x1200x400mm, grey | 170.2163 | 1
116276 | BPZ-KR122/300 | #N/A | 196.7121 | 1
116284 | BPZ-KR122/300-W | #N/A | 204.3752 | 1
116292 | BPZ-KR122/320 | #N/A | 199.6079 | 1
193228 | BPZ-KR122/400 | Cable arrangement plinth for floor standing distribution board IP54, HxWxD=200x1200x400mm, grey | 244.4947 | 1
193200 | BPZ-KR130/400 | Cable arrangement plinth for floor standing distribution board IP54, HxWxD=75x1350x400mm, grey | 174.8353 | 1
142468 | BPZ-KR131/250 | Cable interconnect frame IP54, HxWxD=100x1350x250mm | 190.0655 | 1
193204 | BPZ-KR131/400 | Cable arrangement plinth for floor standing distribution board IP54, HxWxD=100x1350x400mm, grey | 184.4478 | 1
142473 | BPZ-KR132/250 | Cable interconnect frame IP54, HxWxD=200x1350x250mm | 272.6457 | 1
193208 | BPZ-KR132/400 | Cable arrangement plinth for floor standing distribution board IP54, HxWxD=200x1350x400mm, grey | 265.5923 | 1
193196 | BPZ-KR3.50/400 | Cable arrangement plinth for floor standing distribution board IP54, HxWxD=75x350x400mm, grey | 137.0094 | 1
142464 | BPZ-KR3.51/250 | Cable interconnect frame IP54, HxWxD=100x350x250mm | 152.4893 | 1
193201 | BPZ-KR3.51/400 | Cable arrangement plinth for floor standing distribution board IP54, HxWxD=100x350x400mm, grey | 146.8716 | 1
142469 | BPZ-KR3.52/250 | Cable interconnect frame IP54, HxWxD=200x350x250mm | 202.2996 | 1
193205 | BPZ-KR3.52/400 | Cable arrangement plinth for floor standing distribution board IP54, HxWxD=200x350x400mm, grey | 195.2462 | 1
116269 | BPZ-KR41/300 | #N/A | 101.3783 | 1
116277 | BPZ-KR41/300-W | #N/A | 103.2498 | 1
116285 | BPZ-KR41/320 | #N/A | 103.1234 | 1
193219 | BPZ-KR41/400 | Cable arrangement plinth for floor standing distribution board IP54, HxWxD=100x400x400mm, grey | 141.0042 | 1
116270 | BPZ-KR42/300 | #N/A | 146.7374 | 1
116278 | BPZ-KR42/300-W | #N/A | 150.4046 | 1
116286 | BPZ-KR42/320 | #N/A | 149.6332 | 1
193224 | BPZ-KR42/400 | Cable arrangement plinth for floor standing distribution board IP54, HxWxD=200x400x400mm, grey | 203.2983 | 1
193197 | BPZ-KR60/400 | Cable arrangement plinth for floor standing distribution board IP54, HxWxD=75x600x400mm, grey | 146.3723 | 1
142465 | BPZ-KR61/250 | Cable interconnect frame IP54, HxWxD=100x600x250mm | 151.6155 | 1
116271 | BPZ-KR61/300 | #N/A | 108.27 | 1
116279 | BPZ-KR61/300-W | #N/A | 110.5841 | 1
116287 | BPZ-KR61/320 | #N/A | 109.9392 | 1
193220 | BPZ-KR61/400 | Cable arrangement plinth for floor standing distribution board IP54, HxWxD=100x600x400mm, grey | 146.0602 | 1
142470 | BPZ-KR62/250 | Cable interconnect frame IP54, HxWxD=200x600x250mm | 215.1579 | 1
116272 | BPZ-KR62/300 | #N/A | 159.4713 | 1
116280 | BPZ-KR62/300-W | #N/A | 164.0363 | 1
116288 | BPZ-KR62/320 | #N/A | 162.4303 | 1
193225 | BPZ-KR62/400 | Cable arrangement plinth for floor standing distribution board IP54, HxWxD=200x600x400mm, grey | 208.1045 | 1
193198 | BPZ-KR8.50/400 | Cable arrangement plinth for floor standing distribution board IP54, HxWxD=75x850x400mm, grey | 158.107 | 1
142466 | BPZ-KR8.51/250 | Cable interconnect frame IP54, HxWxD=100x850x250mm | 168.8431 | 1
193202 | BPZ-KR8.51/400 | Cable arrangement plinth for floor standing distribution board IP54, HxWxD=100x850x400mm, grey | 163.2878 | 1
142471 | BPZ-KR8.52/250 | Cable interconnect frame IP54, HxWxD=200x850x250mm | 242.2477 | 1
193206 | BPZ-KR8.52/400 | Cable arrangement plinth for floor standing distribution board IP54, HxWxD=200x850x400mm, grey | 235.1943 | 1
116273 | BPZ-KR81/300 | #N/A | 115.7308 | 1
187882 | BPZ-KR81/300 | Cable marshalling box for IP30 floor standing distribution boards, HxWxD = 100 x 800 x 300 mm, gray | 155.1733 | 1
116281 | BPZ-KR81/300-W | #N/A | 118.6899 | 1
187886 | BPZ-KR81/300-W | Cable marshalling box for IP30 floor standing distribution boards, HxWxD = 100 x 800 x 300 mm, white | 167.7195 | 1
116289 | BPZ-KR81/320 | #N/A | 117.4632 | 1
187910 | BPZ-KR81/320 | Cable marshalling box for IP54 floor standing distribution boards, HxWxD = 100 x 800 x 320 mm, gray | 143.6883 | 1
193221 | BPZ-KR81/400 | Cable arrangement plinth for floor standing distribution board IP54, HxWxD=100x800x400mm, grey | 159.293 | 1
116274 | BPZ-KR82/300 | #N/A | 176.2012 | 1
187883 | BPZ-KR82/300 | Cable marshalling box for IP30 floor standing distribution boards, HxWxD = 200 x 800 x 300 mm, gray | 226.4557 | 1
116282 | BPZ-KR82/300-W | #N/A | 182.056 | 1
187887 | BPZ-KR82/300-W | Cable marshalling box for IP30 floor standing distribution boards, HxWxD = 200 x 800 x 300 mm, white | 263.7198 | 1
116290 | BPZ-KR82/320 | #N/A | 179.097 | 1
187911 | BPZ-KR82/320 | Cable marshalling box for IP54 floor standing distribution boards, HxWxD = 200 x 800 x 320 mm, gray | 207.0434 | 1
193226 | BPZ-KR82/400 | Cable arrangement plinth for floor standing distribution board IP54, HxWxD=200x800x400mm, grey | 234.5077 | 1
286770 | BPZ-LE | Lifting-Eye Bolt | 10.6111 | 1
102467 | BPZ-LOCK | Lock grey | 65.8407 | 1
178405 | BPZ-LOCK/DBIT3 | #N/A | 32.5307 | 1
116675 | BPZ-LOCK/DH | D-profile lock insert | 41.1553 | 1
116914 | BPZ-LOCK/DHMETAL | D shape lock | 29.8672 | 1
116673 | BPZ-LOCK/SH6 | _6mm square lock insert | 47.0533 | 1
116913 | BPZ-LOCK/SH6METAL | Square lock 6x6mm | 28.9819 | 1
122693 | BPZ-LOCK/VW-E1 | Lock | 68.4438 | 1
120766 | BPZ-LOCK/Z | Profile half cylinder with 2 keys | 780.7734 | 1
102468 | BPZ-LOCK-W | #N/A | 61.3229 | #N/A
166660 | BPZ-MH | #N/A | 32.6665 | 1
114803 | BPZ-MPL100-1000 | Mounting plate W=1000, H=100 | 26.9118 | 1
114804 | BPZ-MPL100-1200 | Mounting plate W=1200, H=100 | 30.362 | 1
114799 | BPZ-MPL100-400 | Mounting plate W=400, H=100 | 16.8215 | 1
114800 | BPZ-MPL100-425 | Mounting plate W=425, H=100 | 17.5115 | 1
114801 | BPZ-MPL100-600 | Mounting plate W=600, H=100 | 20.1415 | 1
114802 | BPZ-MPL100-800 | Mounting plate W=800, H=100 | 22.3418 | 1
153028 | BPZ-MPL1150-1000 | Universal mounting plate for HxW=1150x1000mm | 133.4815 | 1
153029 | BPZ-MPL1150-1200 | Universal mounting plate for HxW=1150x1200mm | 146.142 | 1
108336 | BPZ-MPL1150-400 | Mounting plate W=400, H=1150 | 52.795 | 1
108343 | BPZ-MPL1150-600 | Mounting plate W=600, H=1150 | 75.7227 | 1
108350 | BPZ-MPL1150-800 | Mounting plate W=800, H=1150 | 96.8797 | 1
153030 | BPZ-MPL1450-1000 | Universal mounting plate for HxW=1450x1000mm | 169.2136 | 1
153031 | BPZ-MPL1450-1200 | Universal mounting plate for HxW=1450x1200mm | 187.4653 | 1
108337 | BPZ-MPL1450-400 | Mounting plate W=400, H=1450 | 66.8172 | 1
108344 | BPZ-MPL1450-600 | Mounting plate W=600, H=1450 | 94.6664 | 1
108351 | BPZ-MPL1450-800 | Mounting plate W=800, H=1450 | 122.828 | 1
153032 | BPZ-MPL1650-1000 | Universal mounting plate for HxW=1650x1000mm | 176.1544 | 1
153033 | BPZ-MPL1650-1200 | Universal mounting plate for HxW=1650x1200mm | 224.9969 | 1
108338 | BPZ-MPL1650-400 | Mounting plate W=400, H=1650 | 73.7046 | 1
108345 | BPZ-MPL1650-600 | Mounting plate W=600, H=1650 | 105.2774 | 1
108352 | BPZ-MPL1650-800 | Mounting plate W=800, H=1650 | 139.7406 | 1
102475 | BPZ-MPL180-1000 | Mounting plate W=1000, H=180 | 27.3544 | 1
102476 | BPZ-MPL180-1200 | Mounting plate W=1200, H=180 | 32.328 | 1
102472 | BPZ-MPL180-400 | Mounting plate W=400, H=180 | 13.3192 | 1
102473 | BPZ-MPL180-600 | Mounting plate W=600, H=180 | 17.6938 | 1
102474 | BPZ-MPL180-800 | Mounting plate W=800, H=180 | 22.7194 | 1
153034 | BPZ-MPL1950-1000 | #N/A | 179.1243 | 1
153035 | BPZ-MPL1950-1200 | #N/A | 214.2002 | 1
108339 | BPZ-MPL1950-400 | Mounting plate W=400, H=1950 | 82.2846 | 1
108346 | BPZ-MPL1950-600 | Mounting plate W=600, H=1950 | 122.9582 | 1
108353 | BPZ-MPL1950-800 | Mounting plate W=800, H=1950 | 161.7309 | 1
114809 | BPZ-MPL200-1000 | Mounting plate W=1000, H=200 | 40.0487 | 1
114810 | BPZ-MPL200-1200 | Mounting plate W=1200, H=200 | 45.556 | 1
114805 | BPZ-MPL200-400 | Mounting plate W=400, H=200 | 21.2221 | 1
114806 | BPZ-MPL200-425 | Mounting plate W=425, H=200 | 21.9122 | 1
114807 | BPZ-MPL200-600 | Mounting plate W=600, H=200 | 28.0315 | 1
114808 | BPZ-MPL200-800 | Mounting plate W=800, H=200 | 33.2003 | 1
114815 | BPZ-MPL300-1000 | Mounting plate W=1000, H=300 | 50.6467 | 1
114816 | BPZ-MPL300-1200 | Mounting plate W=1200, H=300 | 58.8752 | 1
114811 | BPZ-MPL300-400 | Mounting plate W=400, H=300 | 25.4015 | 1
114812 | BPZ-MPL300-425 | Mounting plate W=425, H=300 | 26.3519 | 1
114813 | BPZ-MPL300-600 | Mounting plate W=600, H=300 | 34.0726 | 1
114814 | BPZ-MPL300-800 | Mounting plate W=800, H=300 | 42.4833 | 1
104319 | BPZ-MPL30-1000 | Mounting plate W=1000, H=30 | 12.6942 | 1
104330 | BPZ-MPL30-1200 | Mounting plate W=1200, H=30 | 14.53 | 1
104316 | BPZ-MPL30-400 | Mounting plate W=400, H=30 | 7.8899 | 1
104317 | BPZ-MPL30-600 | Mounting plate W=600, H=30 | 9.257 | 1
104318 | BPZ-MPL30-800 | Mounting plate W=800, H=30 | 11.9391 | 1
153022 | BPZ-MPL350-1000 | Universal mounting plate for HxW=350x1000mm | 54.9478 | 1
153023 | BPZ-MPL350-1200 | Universal mounting plate for HxW=350x1200mm | 58.0969 | 1
108333 | BPZ-MPL350-400 | Mounting plate W=400, H=350 | 29.2423 | 1
108340 | BPZ-MPL350-600 | Mounting plate W=600, H=350 | 42.249 | 1
108347 | BPZ-MPL350-800 | Mounting plate W=800, H=350 | 45.7874 | 1
114821 | BPZ-MPL400-1000 | Mounting plate W=1000, H=400 | 58.5367 | 1
114822 | BPZ-MPL400-1200 | Mounting plate W=1200, H=400 | 67.9369 | 1
114817 | BPZ-MPL400-400 | Mounting plate W=400, H=400 | 30.0886 | 1
114818 | BPZ-MPL400-425 | Mounting plate W=425, H=425 | 31.4296 | 1
114819 | BPZ-MPL400-600 | Mounting plate W=600, H=400 | 41.4938 | 1
114820 | BPZ-MPL400-800 | Mounting plate W=800, H=400 | 51.6622 | 1
114827 | BPZ-MPL500-1000 | Mounting plate W=1000, H=500 | 70.1633 | 1
114828 | BPZ-MPL500-1200 | Mounting plate W=1200, H=500 | 81.8289 | 1
114823 | BPZ-MPL500-400 | Mounting plate W=400, H=500 | 33.6169 | 1
114824 | BPZ-MPL500-425 | Mounting plate W=425, H=500 | 35.2314 | 1
114825 | BPZ-MPL500-600 | Mounting plate W=600, H=500 | 46.9621 | 1
114826 | BPZ-MPL500-800 | Mounting plate W=800, H=500 | 58.1851 | 1
153024 | BPZ-MPL650-1000 | Universal mounting plate for HxW=650x1000mm | 84.1891 | 1
153025 | BPZ-MPL650-1200 | Universal mounting plate for HxW=650x1200mm | 84.7675 | 1
108334 | BPZ-MPL650-400 | Mounting plate W=400, H=650 | 38.0827 | 1
108341 | BPZ-MPL650-600 | Mounting plate W=600, H=650 | 51.3367 | 1
108348 | BPZ-MPL650-800 | Mounting plate W=800, H=650 | 65.4892 | 1
293609 | BPZ-MPL80-1000 | Mounting plate W=1000, H=80 | 17.6287 | 1
293610 | BPZ-MPL80-1200 | Mounting plate W=1200, H=80 | 20.3368 | 1
286765 | BPZ-MPL80-400 | Mounting plate W=400, H=80 | 11.1188 | 1
286766 | BPZ-MPL80-600 | Mounting plate W=600, H=80 | 11.1058 | 1
286767 | BPZ-MPL80-800 | Mounting plate W=800, H=80 | 14.5821 | 1
153026 | BPZ-MPL950-1000 | Universal mounting plate for HxW=950x1000mm | 101.4768 | 1
153027 | BPZ-MPL950-1200 | Universal mounting plate for HxW=950x1200mm | 121.7207 | 1
108335 | BPZ-MPL950-400 | Mounting plate W=400, H=950 | 46.858 | 1
108342 | BPZ-MPL950-600 | Mounting plate W=600, H=950 | 69.2649 | 1
108349 | BPZ-MPL950-800 | Mounting plate W=800, H=950 | 90.5391 | 1
173619 | BPZ-MPL-NZM1X-1000-MV |  | 32.894 | #N/A
173620 | BPZ-MPL-NZM1X-1200-MV | Mounting plate 11xNZM1 vertical mounting, W=1200 | 44.858 | #N/A
120742 | BPZ-MPL-NZM1X-400-MV | Mounting plate 2xNZM1 vertical mounting, W=400 | 26.0279 | 1
120743 | BPZ-MPL-NZM1X-600-MV | #N/A | 24.4682 | 1
174390 | BPZ-MPL-NZM1X-600-MX | Mounting plate NZM1 symmetrical W=600mm | 53.1484 | 1
120744 | BPZ-MPL-NZM1X-800-MV | #N/A | 28.7822 | 1
174399 | BPZ-MPL-NZM1X-800-MX | Mounting plate NZM1 symmetrical W=800mm | 60.2177 | 1
173621 | BPZ-MPL-NZM2X-1000-MV | Mounting plate 4xNZM2 vertical mounting, W=1000 | 42.8015 | #N/A
173622 | BPZ-MPL-NZM2X-1200-MV | Mounting plate 4xNZM2 vertical mounting, W=1200 | 44.858 | #N/A
120745 | BPZ-MPL-NZM2X-400-MV |  | 19.0833 | 1
120746 | BPZ-MPL-NZM2X-600-MV | #N/A | 20.0719 | 1
174391 | BPZ-MPL-NZM2X-600-MX | Mounting plate NZM2 symmetrical W=600mm | 58.4182 | 1
120747 | BPZ-MPL-NZM2X-800-MV |  | 33.9475 | 1
174400 | BPZ-MPL-NZM2X-800-MX | Mounting plate NZM2 symmetrical W=800mm | 65.1662 | 1
174395 | BPZ-MPL-NZM3-600-MX | Mounting plate NZM3 symmetrical W=600mm | 57.7756 | 1
174404 | BPZ-MPL-NZM3-800-MX | Mounting plate NZM3 symmetrical W=800mm | 71.7214 | 1
173623 | BPZ-MPL-NZM3X-1000-MV | Mounting plate 3xNZM3 vertical mounting, W=1000 | 56.426 | #N/A
173624 | BPZ-MPL-NZM3X-1200-MV | Mounting plate 3xNZM3 vertical mounting, W=1200 | 60.8604 | #N/A
120748 | BPZ-MPL-NZM3X-600-MV | #N/A | 25.9637 | 1
120749 | BPZ-MPL-NZM3X-800-MV | #N/A | 38.8931 | 1
182593 | BPZ-MPL-NZM4-400-MV-XVTL | #N/A | 25.8164 | 1
114832 | BPZ-MPLSASY-1000 | Mounting plate with holes for SASY W=1000, H=250 | 46.9491 | 1
114833 | BPZ-MPLSASY-1200 | Mounting plate with holes for SASY W=1200, H=250 | 54.3573 | 1
114829 | BPZ-MPLSASY-425 | Mounting plate with holes for SASY W=425, H=250 | 25.766 | 1
114830 | BPZ-MPLSASY-600 | Mounting plate with holes for SASY W=600, H=250 | 32.6274 | 1
114831 | BPZ-MPLSASY-800 | Mounting plate with holes for SASY W=800, H=250 | 39.5018 | 1
109265 | BPZ-MPS/25-95 | #N/A | 54.9432 | 3
112286 | BPZ-MSW-10/SNAP | Mounting Side Wall for 3-Step System, BPZ-MSW | 54.2922 | 1
112287 | BPZ-MSW-12/SNAP | Mounting Side Wall for 3-Step System, BPZ-MSW | 62.6379 | 1
112288 | BPZ-MSW-15/SNAP | Mounting Side Wall for 3-Step System, BPZ-MSW | 74.1082 | 1
112289 | BPZ-MSW-17/SNAP | Mounting Side Wall for 3-Step System, BPZ-MSW | 81.9331 | 1
112300 | BPZ-MSW-20/SNAP | Mounting Side Wall for 3-Step System, BPZ-MSW | 87.9612 | 1
112284 | BPZ-MSW-4/SNAP | Mounting Side Wall for 3-Step System, BPZ-MSW | 33.3956 | 1
112285 | BPZ-MSW-7/SNAP | Mounting Side Wall for 3-Step System, BPZ-MSW | 40.3741 | 1
108386 | BPZ-MT-1000/400-4 | El.meter troughs, 4x, W=1000,H=400 | 143.1265 | 1
187880 | BPZ-MT-1000/400-4-W | Meter trough H=400mm, 4 meter mounting units, for housing width 1000mm, white | 151.0537 | 1
112296 | BPZ-MT-1000/450-4 | El.meter troughs, 4x, W=1000,H=450 | 149.2435 | 1
112341 | BPZ-MT-1000/450-4-A | Meter Trough assembled with meter plates HxW=450x1000mm | 224.1462 | 1
108387 | BPZ-MT-1200/400-5 | El.meter troughs, 5x, W=1200,H=400 | 163.7871 | 1
187881 | BPZ-MT-1200/400-5-W | Meter trough H=400mm, 5 meter mounting units, for housing width 1200mm, white | 171.6519 | 1
112297 | BPZ-MT-1200/450-5 | El.meter troughs, 5x, W=1200,H=450 | 169.3424 | 1
112342 | BPZ-MT-1200/450-5-A | Meter Trough assembled with meter plates HxW=450x1200mm | 262.7835 | 1
108383 | BPZ-MT-400/400-1 | El.meter troughs, 1x, W=400,H=400 | 76.7752 | 1
187877 | BPZ-MT-400/400-1-W | Meter trough H=400mm, 1 meter mounting unit, for housing width 400mm, white | 80.8324 | 1
112293 | BPZ-MT-400/450-1 | El.meter troughs, 1x, W=450,H=450 | 84.0158 | 1
112298 | BPZ-MT-400/450-1-A | Meter Trough assembled with meter plate HxW=450x400mm | 102.8039 | 1
108384 | BPZ-MT-600/400-2 | El.meter troughs, 2x, W=600,H=400 | 95.5009 | 1
187878 | BPZ-MT-600/400-2-W | Meter trough H=400mm, 2 meter mounting units, for housing width 600mm, white | 102.3045 | 1
112294 | BPZ-MT-600/450-2 | El.meter troughs, 2x, W=600,H=450 | 100.9313 | 1
112299 | BPZ-MT-600/450-2-A | Meter Trough assembled with meter plates HxW=450x600mm | 138.3202 | 1
108385 | BPZ-MT-800/400-3 | El.meter troughs, 3x, W=800,H=400 | 119.4073 | 1
187879 | BPZ-MT-800/400-3-W | Meter trough H=400mm, 3 meter mounting units, for housing width 800mm, white | 125.8365 | 1
112295 | BPZ-MT-800/450-3 | El.meter troughs, 3x, W=800,H=450 | 128.3956 | 1
112340 | BPZ-MT-800/450-3-A | Meter Trough assembled with meter plates HxW=450x800mm | 184.5726 | 1
120773 | BPZ-MT-MSW-1000/400-4-A | Meter Trough assembled with meter plate for MSW HxW=400x1000mm | 217.717 | 1
120774 | BPZ-MT-MSW-1000/425-4-A | Meter Trough assembled with meter plate for MSW HxW=425x1000mm | 221.0252 | 1
120775 | BPZ-MT-MSW-1200/400-5-A | Meter Trough assembled with meter plate for MSW HxW=400x1200mm | 261.8472 | 1
120776 | BPZ-MT-MSW-1200/425-5-A | Meter Trough assembled with meter plate for MSW HxW=425x1200mm | 265.842 | 1
120767 | BPZ-MT-MSW-400/400-1-A | Meter Trough assembled with meter plate for MSW HxW=400x400mm | 116.8481 | 1
120768 | BPZ-MT-MSW-400/425-1-A | Meter Trough assembled with meter plate for MSW HxW=425x400mm | 119.4073 | 1
120769 | BPZ-MT-MSW-600/400-2-A | Meter Trough assembled with meter plate for MSW HxW=400x600mm | 148.3697 | 1
120770 | BPZ-MT-MSW-600/425-2-A | Meter Trough assembled with meter plate for MSW HxW=425x600mm | 151.4282 | 1
120771 | BPZ-MT-MSW-800/400-3-A | Meter Trough assembled with meter plate for MSW HxW=400x800mm | 176.4582 | 1
120772 | BPZ-MT-MSW-800/425-3-A | Meter Trough assembled with meter plate for MSW HxW=425x800mm | 178.8301 | 1
116923 | BPZ-NZM1/MSW-400-MV | Mounting set, NZM1,vertical,grey, W=400,H=300 | 63.5432 | 1
116929 | BPZ-NZM1/MSW-400-MV-W | #N/A | 64.6434 | 1
116935 | BPZ-NZM1/MSW-600-MH | Mounting set, NZM1,horiz,grey, W=600,H=200 | 73.8619 | 1
116939 | BPZ-NZM1/MSW-600-MH-W | #N/A | 74.6965 | 1
116925 | BPZ-NZM1/MSW-600-MV | Mounting set, NZM1,vertical,grey, W=600,H=300 | 78.1739 | 1
116931 | BPZ-NZM1/MSW-600-MV-W | #N/A | 77.8705 | 1
116937 | BPZ-NZM1/MSW-800-MH | Mounting set, NZM1,horiz,grey, W=800,H=200 | 85.2301 | 1
116941 | BPZ-NZM1/MSW-800-MH-W | #N/A | 85.7865 | 1
116927 | BPZ-NZM1/MSW-800-MV | Mounting set, NZM1,vertical,grey, W=800,H=300 | 85.7991 | 1
116933 | BPZ-NZM1/MSW-800-MV-W | #N/A | 89.6939 | 1
173601 | BPZ-NZM1-400-MH | Mounting set, NZM1,horiz,grey, W=400,H=200 | 69.6705 | 1
286757 | BPZ-NZM1-400-MV | Mounting set, NZM1,vertical,grey, W=400,H=300 | 51.9747 | 1
116679 | BPZ-NZM1-400-MV-RH | Mount.set,NZM1+rot.handle,vertic,grey,W=400,H=300 | 63.8617 | 1
105217 | BPZ-NZM1-400-MV-RH-W | #N/A | 52.6257 | 1
292473 | BPZ-NZM1-400-MV-W | #N/A | 53.1855 | 1
286760 | BPZ-NZM1-600-MH | Mounting set, NZM1,horiz,grey, W=600,H=200 | 52.6517 | 1
116686 | BPZ-NZM1-600-MH-RH | Mount.set,NZM1+rot.handle,horiz,grey,W=600,H=200 | 74.8634 | 1
105523 | BPZ-NZM1-600-MH-RH-W | #N/A | 60.6328 | 1
292476 | BPZ-NZM1-600-MH-W | Mounting set, NZM1,horiz,white, W=600,H=200 | 59.7735 | 1
286762 | BPZ-NZM1-600-MV | Mounting set, NZM1,vertical,grey, W=600,H=300 | 54.7089 | 1
116682 | BPZ-NZM1-600-MV-RH | Mount.set,NZM1+rot.handle,vertic,grey,W=600,H=300 | 77.7017 | 1
105219 | BPZ-NZM1-600-MV-RH-W | #N/A | 62.8332 | 1
292478 | BPZ-NZM1-600-MV-W | Mounting set, NZM1,vertical,white, W=600,H=300 | 62.6118 | 1
293599 | BPZ-NZM1-800-MH | Mounting set, NZM1,horiz,grey, W=800,H=200 | 74.5639 | 1
116688 | BPZ-NZM1-800-MH-RH | Mount.set,NZM1+rot.handle,horiz,grey,W=800,H=200 | 86.2817 | 1
105525 | BPZ-NZM1-800-MH-RH-W | #N/A | 71.0486 | 1
293600 | BPZ-NZM1-800-MH-W | Mounting set, NZM1,horiz,white, W=800,H=200 | 71.0486 | 1
293603 | BPZ-NZM1-800-MV | Mounting set, NZM1,vertical,grey, W=800,H=300 | 78.1574 | 1
116684 | BPZ-NZM1-800-MV-RH | Mount.set,NZM1+rot.handle,vertic,grey,W=800,H=300 | 89.12 | 1
105521 | BPZ-NZM1-800-MV-RH-W | #N/A | 73.939 | 1
293604 | BPZ-NZM1-800-MV-W | Mounting set, NZM1,vertical,white, W=800,H=300 | 74.642 | 1
108362 | BPZ-NZM1X-400-MV-W | #N/A | 49.8916 | 1
108363 | BPZ-NZM1X-600-MV-W | #N/A | 58.2242 | 1
108364 | BPZ-NZM1X-800-MV-W | #N/A | 71.0616 | 1
116930 | BPZ-NZM2/MSW-400-MV-W | #N/A | 76.1654 | 1
116936 | BPZ-NZM2/MSW-600-MH | Mounting set, NZM2,horiz,grey, W=600,H=200 | 85.8911 | 1
116940 | BPZ-NZM2/MSW-600-MH-W | #N/A | 87.154 | 1
116926 | BPZ-NZM2/MSW-600-MV | Mounting set, NZM2,vertical,grey, W=600,H=400 | 92.4921 | 1
116932 | BPZ-NZM2/MSW-600-MV-W | #N/A | 92.8046 | 1
116938 | BPZ-NZM2/MSW-800-MH | Mounting set, NZM2,horiz,grey, W=800,H=200 | 98.39 | 1
116942 | BPZ-NZM2/MSW-800-MH-W | #N/A | 100.1737 | 1
116928 | BPZ-NZM2/MSW-800-MV | Mounting set, NZM2,vertical,grey, W=800,H=400 | 105.2384 | 1
116934 | BPZ-NZM2/MSW-800-MV-W | #N/A | 108.3631 | 1
173602 | BPZ-NZM2-400-MH | Mounting set, NZM2,horiz,grey, W=400,H=200 | 79.2043 | 1
286758 | BPZ-NZM2-400-MV | Mounting set, NZM2,vertical,grey, W=400,H=400 | 58.3544 | 1
116680 | BPZ-NZM2-400-MV-RH | Mount.set,NZM2+rot.handle,vertic,grey,W=400,H=400 | 74.5769 | 1
105218 | BPZ-NZM2-400-MV-RH-W | #N/A | 58.0419 | 1
292474 | BPZ-NZM2-400-MV-W | #N/A | 59.7475 | 1
286761 | BPZ-NZM2-600-MH | Mounting set, NZM2,horiz,grey, W=600,H=200 | 58.3153 | 1
116687 | BPZ-NZM2-600-MH-RH | Mount.set,NZM2+rot.handle,horiz,grey,W=600,H=200 | 85.9562 | 1
105524 | BPZ-NZM2-600-MH-RH-W | #N/A | 64.5257 | 1
292477 | BPZ-NZM2-600-MH-W | Mounting set, NZM2,horiz,white, W=600,H=200 | 65.3069 | 1
286763 | BPZ-NZM2-600-MV | Mounting set, NZM2,vertical,grey, W=600,H=400 | 61.401 | 1
116683 | BPZ-NZM2-600-MV-RH | Mount.set,NZM2+rot.handle,vertic,grey,W=600,H=400 | 90.0444 | 1
105520 | BPZ-NZM2-600-MV-RH-W | #N/A | 69.5774 | 1
292479 | BPZ-NZM2-600-MV-W | Mounting set, NZM2,vertical,white, W=600,H=400 | 70.5148 | 1
293601 | BPZ-NZM2-800-MH | Mounting set, NZM2,horiz,grey, W=800,H=200 | 75.4362 | 1
116689 | BPZ-NZM2-800-MH-RH | Mount.set,NZM2+rot.handle,horiz,grey,W=800,H=200 | 96.6974 | 1
105526 | BPZ-NZM2-800-MH-RH-W | #N/A | 75.6055 | 1
293602 | BPZ-NZM2-800-MH-W | Mounting set, NZM2,horiz,white, W=800,H=200 | 77.3241 | 1
293605 | BPZ-NZM2-800-MV | Mounting set, NZM2,vertical,grey, W=800,H=400 | 82.7663 | 1
116685 | BPZ-NZM2-800-MV-RH | Mount.set,NZM2+rot.handle,vertic,grey,W=800,H=400 | 105.5639 | 1
105522 | BPZ-NZM2-800-MV-RH-W | #N/A | 82.7533 | 1
293606 | BPZ-NZM2-800-MV-W | Mounting set, NZM2,vertical,white, W=800,H=400 | 84.5891 | 1
116924 | BPZ-NZM2MSW-400-MV | Mounting set, NZM2,vertical,grey, W=400,H=400 | 75.0196 | 1
108365 | BPZ-NZM2X-400-MV-W | #N/A | 73.314 | 1
108366 | BPZ-NZM2X-600-MV-W | #N/A | 90.8776 | 1
108367 | BPZ-NZM2X-800-MV-W | #N/A | 107.5429 | 1
286759 | BPZ-NZM3-400-MV | Mounting set, NZM3,vertical,grey, W=400,H=500 | 67.1948 | 1
116681 | BPZ-NZM3-400-MV-RH | Mount.set,NZM3+rot.handle,vertic,grey,W=400,H=500 | 81.894 | 1
105527 | BPZ-NZM3-400-MV-RH-W | #N/A | 65.2939 | 1
292475 | BPZ-NZM3-400-MV-W | #N/A | 68.7702 | 1
120750 | BPZ-NZM3-600-MH | #N/A | 70.7135 | 1
120752 | BPZ-NZM3-600-MH-W | Mounting plate + front plate for HxW=300x600mm, NZM3, horizontal, white | 92.3509 | 1
286764 | BPZ-NZM3-600-MV | Mounting set, NZM3,vertical,grey, W=600,H=500 | 87.2191 | 1
292480 | BPZ-NZM3-600-MV-W | Mounting set, NZM3,vertical,white, W=600,H=500 | 88.8596 | 1
120751 | BPZ-NZM3-800-MH | #N/A | 77.3917 | 1
120753 | BPZ-NZM3-800-MH-W | Mounting plate + front plate for HxW=300x800mm, NZM3, horizontal, white | 103.0192 | 1
293607 | BPZ-NZM3-800-MV | Mounting set, NZM3,vertical,grey, W=800,H=500 | 100.9158 | 1
293608 | BPZ-NZM3-800-MV-W | Mounting set, NZM3,vertical,white, W=800,H=500 | 103.1943 | 1
108368 | BPZ-NZM3X-600-MV-W | #N/A | 115.9666 | 1
108369 | BPZ-NZM3X-800-MV-W | #N/A | 139.7276 | 1
178396 | BPZ-P/C-1.5/2.5 | Crimp connector 1.5-2.5qmm | 2.7464 | 10
102700 | BPZ-P/C-4/6 | #N/A | 3.4901 | 10
178397 | BPZ-P/C-6/10 | Crimp connector 6-10qmm | 5.8674 | 10
102694 | BPZ-P/L-10/120 | #N/A | 3.1866 | 1
102698 | BPZ-P/L-10/320 | #N/A | 4.6029 | 1
102692 | BPZ-P/L-6/120 | #N/A | 3.4901 | 1
102696 | BPZ-P/L-6/320 | #N/A | 4.4132 | 1
102695 | BPZ-P/N-10/120 | #N/A | 3.8063 | 1
102699 | BPZ-P/N-10/320 | #N/A | 4.6029 | 1
102693 | BPZ-P/N-6/120 | #N/A | 3.4901 | 1
102697 | BPZ-P/N-6/320 | #N/A | 4.4132 | 1
102701 | BPZ-P/S-2/10 | #N/A | 8.4598 | #N/A
177326 | BPZ-PC/BBS250/800-160-25 | Protection cover for for busbar support 250A, LxWxH=80x160x25mm | 38.0131 | 1
182587 | BPZ-QSA63/160-400-RH | NH switch-disconnectors mounting unit, 63-160 A, 3/4 p, W=400mm, QSA | 81.207 | 1
182590 | BPZ-QSA63/160-400-RH-W | NH switch-disconnectors mounting unit, 63-160 A, 3/4 p, W=400mm, QSA | 78.5229 | 1
182588 | BPZ-QSA63/160-600-RH | NH switch-disconnectors mounting unit, 63-160 A, 3/4 p, W=600mm, QSA | 88.3227 | 1
182591 | BPZ-QSA63/160-600-RH-W | NH switch-disconnectors mounting unit, 63-160 A, 3/4 p, W=600mm, QSA | 90.445 | 1
182589 | BPZ-QSA63/160-800-RH | NH switch-disconnectors mounting unit, 63-160 A, 3/4 p, W=800mm, QSA | 103.116 | 1
182592 | BPZ-QSA63/160-800-RH-W | NH switch-disconnectors mounting unit, 63-160 A, 3/4 p, W=800mm, QSA | 105.9873 | 1
111302 | BPZ-RP-1000/10 | Rear walls, steel sheet, WxH=1035x1060 | 67.6621 | 1
111303 | BPZ-RP-1000/12 | Rear walls, steel sheet, WxH=1035x1260 | 79.0847 | 1
111304 | BPZ-RP-1000/15 | Rear walls, steel sheet, WxH=1035x1560 | 100.3696 | 1
111305 | BPZ-RP-1000/17 | Rear walls, steel sheet, WxH=1035x1760 | 112.7285 | 1
111306 | BPZ-RP-1000/20 | Rear walls, steel sheet, WxH=1035x2060 | 129.9561 | 1
111307 | BPZ-RP-1200/12 | Rear walls, steel sheet, WxH=1235x1260 | 94.1277 | 1
111308 | BPZ-RP-1200/15 | Rear walls, steel sheet, WxH=1235x1560 | 118.908 | 1
111309 | BPZ-RP-1200/17 | Rear walls, steel sheet, WxH=1235x1760 | 132.765 | 1
111310 | BPZ-RP-1200/20 | Rear walls, steel sheet, WxH=1235x2060 | 153.5504 | 1
111287 | BPZ-RP-400/10 | Rear walls, steel sheet, WxH=435x1060 | 29.2236 | 1
111288 | BPZ-RP-400/12 | Rear walls, steel sheet, WxH=435x1260 | 33.8935 | 1
111285 | BPZ-RP-400/4 | Rear walls, steel sheet, WxH=435x460 | 15.5423 | 1
111286 | BPZ-RP-400/7 | Rear walls, steel sheet, WxH=435x760 | 22.5332 | 1
111291 | BPZ-RP-600/10 | Rear walls, steel sheet, WxH=635x1060 | 42.2576 | 1
111292 | BPZ-RP-600/12 | Rear walls, steel sheet, WxH=635x1260 | 48.9364 | 1
111293 | BPZ-RP-600/15 | Rear walls, steel sheet, WxH=635x1560 | 60.8584 | 1
111294 | BPZ-RP-600/17 | Rear walls, steel sheet, WxH=635x1760 | 68.4735 | 1
111295 | BPZ-RP-600/20 | Rear walls, steel sheet, WxH=635x2060 | 78.5854 | 1
111289 | BPZ-RP-600/4 | Rear walls, steel sheet, WxH=635x460 | 20.5358 | 1
111290 | BPZ-RP-600/7 | Rear walls, steel sheet, WxH=635x760 | 31.3343 | 1
111297 | BPZ-RP-800/10 | Rear walls, steel sheet, WxH=835x1060 | 54.4917 | 1
111298 | BPZ-RP-800/12 | Rear walls, steel sheet, WxH=835x1260 | 63.6048 | 1
111299 | BPZ-RP-800/15 | Rear walls, steel sheet, WxH=835x1560 | 82.6426 | 1
111300 | BPZ-RP-800/17 | Rear walls, steel sheet, WxH=835x1760 | 92.5672 | 1
111301 | BPZ-RP-800/20 | Rear walls, steel sheet, WxH=835x2060 | 106.2993 | 1
111296 | BPZ-RP-800/7 | Rear walls, steel sheet, WxH=835x760 | 40.8219 | 1
111328 | BPZ-RPP-1000/10 | Rear walls, plastic, WxH=1035x1060 | 38.3876 | 1
111329 | BPZ-RPP-1000/12 | Rear walls, plastic, WxH=1035x1260 | 43.6932 | 1
111330 | BPZ-RPP-1000/15 | Rear walls, plastic, WxH=1035x1560 | 55.6776 | 1
111331 | BPZ-RPP-1000/17 | Rear walls, plastic, WxH=1035x1760 | 61.7947 | 1
111332 | BPZ-RPP-1000/20 | Rear walls, plastic, WxH=1035x2060 | 69.7219 | 1
111333 | BPZ-RPP-1200/12 | Rear walls, plastic, WxH=1235x1260 | 50.9962 | 1
111334 | BPZ-RPP-1200/15 | Rear walls, plastic, WxH=1235x1560 | 64.4787 | 1
111335 | BPZ-RPP-1200/17 | Rear walls, plastic, WxH=1235x1760 | 70.8454 | 1
111336 | BPZ-RPP-1200/20 | Rear walls, plastic, WxH=1235x2060 | 80.2707 | 1
111313 | BPZ-RPP-400/10 | Rear walls, plastic, WxH=435x1060 | 19.3499 | 1
111314 | BPZ-RPP-400/12 | Rear walls, plastic, WxH=435x1260 | 21.5969 | 1
111311 | BPZ-RPP-400/4 | Rear walls, plastic, WxH=435x460 | 11.7972 | 1
111312 | BPZ-RPP-400/7 | Rear walls, plastic, WxH=435x760 | 15.6671 | 1
111317 | BPZ-RPP-600/10 | Rear walls, plastic, WxH=635x1060 | 25.7166 | 1
111318 | BPZ-RPP-600/12 | Rear walls, plastic, WxH=635x1260 | 28.9624 | 1
111319 | BPZ-RPP-600/15 | Rear walls, plastic, WxH=635x1560 | 35.6412 | 1
111320 | BPZ-RPP-600/17 | Rear walls, plastic, WxH=635x1760 | 39.7608 | 1
111321 | BPZ-RPP-600/20 | Rear walls, plastic, WxH=635x2060 | 44.6295 | 1
111315 | BPZ-RPP-600/4 | Rear walls, plastic, WxH=635x460 | 14.4812 | 1
111316 | BPZ-RPP-600/7 | Rear walls, plastic, WxH=635x760 | 20.0989 | 1
111323 | BPZ-RPP-800/10 | Rear walls, plastic, WxH=835x1060 | 31.6464 | 1
111324 | BPZ-RPP-800/12 | Rear walls, plastic, WxH=835x1260 | 35.9533 | 1
111325 | BPZ-RPP-800/15 | Rear walls, plastic, WxH=835x1560 | 47.688 | 1
111326 | BPZ-RPP-800/17 | Rear walls, plastic, WxH=835x1760 | 52.744 | 1
111327 | BPZ-RPP-800/20 | Rear walls, plastic, WxH=835x2060 | 59.1731 | 1
111322 | BPZ-RPP-800/7 | Rear walls, plastic, WxH=835x760 | 25.2172 | 1
144015 | BPZ-SCH202 | Partition, vertical and horizontal | 28.5343 | 1
108332 | BPZ-SEP-H | Set for IP3x of opened Profi Plus | 23.774 | 1
108331 | BPZ-SEP-V | Set for IP3x of opened Profi Plus | 13.9702 | 1
173625 | BPZ-SF-10 | Separation frame H10 | 84.2534 | #N/A
173626 | BPZ-SF-12 |  | 115.7979 | #N/A
188239 | BPZ-SF-12-W | Separation frame | 97.2352 | 1
173627 | BPZ-SF-15 | Separation frame H15 | 118.7644 | #N/A
108374 | BPZ-SF-17 | Separation frame for width 1000/1200,grey,H=1760 | 142.6571 | 1
108376 | BPZ-SF-17-W | Separation frame for width 1000/1200,white,H=1760 | 142.7872 | 1
108375 | BPZ-SF-20 | Separation frame for width 1000/1200,grey,H=2060 | 191.5982 | 1
173630 | BPZ-SF-200/10 | Separation frame 200mm compartment H10 | 77.2483 | #N/A
173631 | BPZ-SF-200/12 |  | 61.3391 | #N/A
173632 | BPZ-SF-200/15 | Separation frame 200mm compartment H15 | 101.6053 | #N/A
173628 | BPZ-SF-200/4 | Separation frame 200mm compartment H4 | 42.4159 | #N/A
173629 | BPZ-SF-200/7 | Separation frame 200mm compartment H7 | 55.719 | #N/A
108377 | BPZ-SF-20-W | Separation frame for width 1000/1200,white,H=2060 | 162.6163 | 1
173634 | BPZ-SFB-1000 | Fixing profiles for separation frame W=1000mm | 48.2641 | #N/A
173635 | BPZ-SFB-1200 |  | 59.7164 | #N/A
173633 | BPZ-SFB-800 |  | 33.8177 | #N/A
173638 | BPZ-SF-DP-10 | Partition for shared composition, vertical, H=1040mm | 40.1353 | #N/A
188209 | BPZ-SF-DP-100 | Dividing plate vertical H=100mm | 23.3447 | 1
173639 | BPZ-SF-DP-12 | Partition for shared composition, vertical, H=1240mm | 44.0053 | #N/A
188210 | BPZ-SF-DP-125 | Dividing plate vertical H=125mm | 24.2185 | 1
173640 | BPZ-SF-DP-15 | Partition for shared composition, vertical, H=1540mm | 52.2446 | #N/A
188211 | BPZ-SF-DP-150 | Dividing plate vertical H=150mm | 28.8999 | 1
152617 | BPZ-SF-DP-17 | Partition for add-on board, H = 1700 mm | 48.9988 | 1
188212 | BPZ-SF-DP-175 | Dividing plate vertical H=175mm | 25.9038 | 1
152618 | BPZ-SF-DP-20 | Partition for add-on board, H = 2000 mm | 55.3031 | 1
188213 | BPZ-SF-DP-200 | Dividing plate vertical H=200mm | 26.2783 | 1
188214 | BPZ-SF-DP-250 | Dividing plate vertical H=250mm | 28.1509 | 1
188215 | BPZ-SF-DP-300 | Dividing plate vertical H=300mm | 33.9559 | 1
188216 | BPZ-SF-DP-350 | Dividing plate vertical H=350mm | 31.6464 | 1
173636 | BPZ-SF-DP-4 | Partition for shared composition, vertical, H=440mm | 23.0326 | #N/A
188217 | BPZ-SF-DP-400 | Dividing plate vertical H=400mm | 33.0196 | 1
188218 | BPZ-SF-DP-500 | Dividing plate vertical H=500mm | 35.9533 | 1
188219 | BPZ-SF-DP-600 | Dividing plate vertical H=600mm | 42.9442 | 1
173637 | BPZ-SF-DP-7 | Partition for shared composition, vertical, H=740mm | 29.9611 | #N/A
188220 | BPZ-SF-DP-800 | Dividing plate vertical H=800mm | 45.2537 | 1
116690 | BPZ-SH | Clip-down handle short " Softline short" | 41.2746 | 1
131560 | BPZ-SH-L | Clip-down handle long " Softline" | 50.5817 | 1
120720 | BPZ-S-M4x8 | Screw M4x8 | 0.31209 | 20
120719 | BPZ-S-M5x12 | Screw M5x12 | 0.37451 | 1
116677 | BPZ-SNAP | Snap element for BPZ-MSW | 8.5104 | 1
131559 | BPZ-SNAP-MSW-CTS | Mounting set on -CTS for mounting -MSW via SNAP | 27.8326 | 1
111342 | BPZ-SP-MSW-10 | Side panel for MSW applications, grey, H=1060 | 97.1674 | 1
111348 | BPZ-SP-MSW-10-W | Side panel for MSW applications, white, H=1060 | 102.3393 | 1
111343 | BPZ-SP-MSW-12 | Side panel for MSW applications, grey, H=1260 | 108.7253 | 1
111349 | BPZ-SP-MSW-12-W | Side panel for MSW applications, white, H=1260 | 114.7824 | 1
111344 | BPZ-SP-MSW-15 | Side panel for MSW applications, grey, H=1560 | 128.9959 | 1
111350 | BPZ-SP-MSW-15-W | Side panel for MSW applications, white, H=1560 | 136.3176 | 1
111339 | BPZ-SP-MSW-4 | Side panel for MSW applications, grey, H=460 | 55.8169 | 1
111345 | BPZ-SP-MSW-4-W | Side panel for MSW applications, white, H=460 | 60.1795 | 1
111341 | BPZ-SP-MSW-7 | Side panel for MSW applications, grey, H=760 | 77.0991 | 1
111347 | BPZ-SP-MSW-7-W | Side panel for MSW applications, white, H=760 | 83.485 | 1
116678 | BPZ-SPRAY-7035 | Paint-work repair paint, grey, RAL 7035, spray | 38.968 | 1
116652 | BPZ-SS | Cover plate sealing set | 7.9449 | 1
119168 | BPZ-SS-1/249 | Side Cover for Base, Grey, case IP30, surface mounting, Depth=249mm, Height 100mm | 29.2032 | 1
119174 | BPZ-SS-1/249-W | Side Cover for Base, White, case IP30, surface mounting, Depth=249mm, Height 100mm | 29.6068 | 1
119166 | BPZ-SS-1/250 | Side Cover for Base, Grey, case IP30, floor standing, Depth=250mm, Height 100mm | 27.8231 | 1
142454 | BPZ-SS-1/250-EP | #N/A | 35.3317 | 1
119167 | BPZ-SS-1/270 | Side Cover for Base, Grey, case IP54, surface mounting, Depth=320mm, Height 100mm | 29.8021 | 1
119173 | BPZ-SS-1/270-W | Side Cover for Base, White, case IP54, surface mounting, Depth=320mm, Height 100mm | 30.2057 | 1
293513 | BPZ-SS-1/3 | Side Cover for Base, Grey, case IP30, floor standing, Depth=300mm, Height 100mm | 23.2168 | 1
119181 | BPZ-SS-1/300/SET/BO | #N/A | 28.6173 | 1
119185 | BPZ-SS-1/300/SET/BO-W | #N/A | 29.9323 | 1
119182 | BPZ-SS-1/300/SET/OO | #N/A | 29.2813 | 1
119186 | BPZ-SS-1/300/SET/OO-W | #N/A | 30.9999 | 1
112348 | BPZ-SS-1/320 | Side Cover for Base, Grey, case IP54, floor standing, Depth=320mm, Height 100mm | 31.2603 | 1
119179 | BPZ-SS-1/320/SET/BO | #N/A | 30.0755 | 1
119183 | BPZ-SS-1/320/SET/BO-W | #N/A | 31.2603 | 1
119180 | BPZ-SS-1/320/SET/OO | #N/A | 30.5963 | 1
119184 | BPZ-SS-1/320/SET/OO-W | #N/A | 32.4582 | 1
112350 | BPZ-SS-1/320-W | Side Cover for Base, White, case IP54, floor standing, Depth=320mm, Height 100mm | 30.9088 | 1
293514 | BPZ-SS-1/3-W | Side Cover for Base, White, case IP30, floor standing, Depth=300mm, Height 100mm | 23.3704 | 1
119165 | BPZ-SS-1/400 | #N/A | 32.6535 | 1
119177 | BPZ-SS-1/400/SET/BO | #N/A | 33.5779 | 1
119178 | BPZ-SS-1/400/SET/OO | #N/A | 34.5023 | 1
119172 | BPZ-SS-2/249 | Side Cover for Base, Grey, case IP30, surface mounting, Depth=249mm, Height 200mm | 41.4769 | 1
119176 | BPZ-SS-2/249-W | Side Cover for Base, White, case IP30, surface mounting, Depth=249mm, Height 200mm | 41.1293 | 1
119170 | BPZ-SS-2/250 | Side Cover for Base, Grey, case IP30, floor standing, Depth=250mm, Height 200mm | 38.4863 | 1
142455 | BPZ-SS-2/250-EP | Side panel for base, HxD=200x250mm | 46.4987 | 1
119171 | BPZ-SS-2/270 | Side Cover for Base, Grey, case IP54, surface mounting, Depth=320mm, Height 200mm | 41.8584 | 1
119175 | BPZ-SS-2/270-W | Side Cover for Base, White, case IP54, surface mounting, Depth=320mm, Height 200mm | 42.5875 | 1
293517 | BPZ-SS-2/3 | Side Cover for Base, Grey, case IP30, floor standing, Depth=300mm, Height 200mm | 31.065 | 1
112349 | BPZ-SS-2/320 | Side Cover for Base, Grey, case IP54, floor standing, Depth=320mm, Height 200mm | 40.4132 | 1
112351 | BPZ-SS-2/320-W | Side Cover for Base, White, case IP54, floor standing, Depth=320mm, Height 200mm | 40.5564 | 1
293518 | BPZ-SS-2/3-W | Side Cover for Base, White, case IP30, floor standing, Depth=300mm, Height 200mm | 32.5884 | 1
119169 | BPZ-SS-2/400 | #N/A | 44.7748 | 1
116650 | BPZ-TA/2 | Adjustable tower for fixing device rail, set 1pair | 9.7648 | 1
116651 | BPZ-TF/2 | Fixed tower for fixing DIN rail, set 1pair | 6.0021 | 1
119218 | BPZ-TP-10 | Door Support bar, grey, height 850mm | 15.5525 | 1
131563 | BPZ-TP-10-W | Door Support bar, white, height 850mm | 16.0024 | 1
119219 | BPZ-TP-12 | Door Support bar, grey, height 1000mm | 20.3082 | 1
131564 | BPZ-TP-12-W | Door Support bar, white, height 1000mm | 20.8866 | 1
119220 | BPZ-TP-15 | Door Support bar, grey, height 1350mm | 25.2567 | 1
131565 | BPZ-TP-15-W | Door Support bar, white, height 1350mm | 24.2285 | 1
119221 | BPZ-TP-17 | Door Support bar, grey, height 1550mm | 24.8069 | 1
131566 | BPZ-TP-17-W | Door Support bar, white, height 1550mm | 25.4495 | 1
119222 | BPZ-TP-20 | #N/A | 26.2868 | 1
131567 | BPZ-TP-20-W | Door Support bar, white, height 1850mm | 27.1847 | 1
119216 | BPZ-TP-4 | Door Support bar, grey, height 300mm | 11.9536 | 1
131561 | BPZ-TP-4-W | Door Support bar, white, height 300mm | 12.0821 | 1
119217 | BPZ-TP-7 | Door Support bar, grey, height 550mm | 13.8816 | 1
131562 | BPZ-TP-7-W | Door Support bar, white, height 550mm | 14.2672 | 1
106450 | BPZ-TSB-1000 | Terminal Support Bar, W=1000 | 15.0378 | 1
187875 | BPZ-TSB-1000/2KL60 | Terminal support rail incl. 2x KL60, for housing width 1000mm | 68.3795 | 1
106451 | BPZ-TSB-1200 | Terminal Support Bar, W=1200 | 17.9542 | 1
187876 | BPZ-TSB-1200/3KL45 | Terminal support rail incl. 3x KL45, for housing width 1200mm | 96.2069 | 1
106447 | BPZ-TSB-400 | Terminal Support Bar, W=400 | 8.7102 | 1
187872 | BPZ-TSB-400/1KL29 | Terminal support rail incl. 1x KL29, for housing width 400mm | 23.0717 | 1
106448 | BPZ-TSB-600 | Terminal Support Bar, W=600 | 11.236 | 1
187873 | BPZ-TSB-600/2KL29 | Terminal support rail incl. 2x KL29, for housing width 600mm | 39.3954 | 1
106449 | BPZ-TSB-800 | Terminal Support Bar, W=800 | 13.1239 | 1
187874 | BPZ-TSB-800/2KL45 | Terminal support rail incl. 2x KL45, for housing width 800mm | 53.5982 | 1
143864 | BPZ-TW | #N/A | 8.9275 | #N/A
119302 | BPZ-USF-10 | Set for mounting 2 -MSW in flush db H=1060, grey | 48.0625 | 1
131568 | BPZ-USF-10-W | Set for separation frame for UP-3S, Height 10, white | 46.4396 | 1
119303 | BPZ-USF-12 | Set for mounting 2 -MSW in flush db H=1260, grey | 48.4995 | 1
131569 | BPZ-USF-12-W | Set for separation frame for UP-3S, Height 12, white | 50.6841 | 1
119304 | BPZ-USF-15 | Set for mounting 2 -MSW in flush db H=1560, grey | 55.1783 | 1
131570 | BPZ-USF-15-W | Set for separation frame for UP-3S, Height 15, white | 54.8662 | 1
119305 | BPZ-USF-17 | Set for mounting 2 -MSW in flush db H=1760, grey | 54.9286 | 1
131571 | BPZ-USF-17-W | Set for separation frame for UP-3S, Height 17, white | 58.9234 | 1
119306 | BPZ-USF-20 | Set for mounting 2 -MSW in flush db H=2060, grey | 60.796 | 1
131572 | BPZ-USF-20-W | Set for separation frame for UP-3S, Height 20, white | 64.1666 | 1
112332 | BPZ-WAB | #N/A | 18.7026 | #N/A
111114 | BPZ-WB3S-1000/10/1 | Wall box WxHxD=1035x1060x180 | 137.3839 | 1
111140 | BPZ-WB3S-1000/10/2 | Wall box WxHxD=1035x1060x240 | 155.3606 | 1
111115 | BPZ-WB3S-1000/12/1 | Wall box WxHxD=1035x1260x180 | 138.5699 | 1
111141 | BPZ-WB3S-1000/12/2 | Wall box WxHxD=1000x1260x240 | 162.8509 | 1
111116 | BPZ-WB3S-1000/15/1 | Wall box WxHxD=1035x1560x180 | 164.5986 | 1
111142 | BPZ-WB3S-1000/15/2 | Wall box WxHxD=1000x1560x240 | 183.6363 | 1
111117 | BPZ-WB3S-1000/17/1 | Wall box WxHxD=1035x1760x180 | 166.2215 | 1
111143 | BPZ-WB3S-1000/17/2 | Wall box WxHxD=1000x1760x240 | 192.9992 | 1
111118 | BPZ-WB3S-1000/20/1 | Wall box WxHxD=1035x2060x180 | 174.7104 | 1
111144 | BPZ-WB3S-1000/20/2 | Wall box WxHxD=1000x2060x240 | 200.2398 | 1
111119 | BPZ-WB3S-1200/12/1 | Wall box WxHxD=1235x1260x180 | 153.2383 | 1
111145 | BPZ-WB3S-1200/12/2 | Wall box WxHxD=1235x1260x240 | 180.2033 | 1
111120 | BPZ-WB3S-1200/15/1 | Wall box WxHxD=1235x1560x180 | 188.1929 | 1
111146 | BPZ-WB3S-1200/15/2 | Wall box WxHxD=1235x1560x240 | 209.7898 | 1
111121 | BPZ-WB3S-1200/17/1 | Wall box WxHxD=1235x1760x180 | 189.8158 | 1
111147 | BPZ-WB3S-1200/17/2 | Wall box WxHxD=1235x1760x240 | 219.2151 | 1
111122 | BPZ-WB3S-1200/20/1 | Wall box WxHxD=1235x2060x180 | 198.3048 | 1
111148 | BPZ-WB3S-1200/20/2 | Wall box WxHxD=1235x2060x240 | 226.3933 | 1
111099 | BPZ-WB3S-400/10/1 | Wall box WxHxD=435x1060x180 | 113.1654 | 1
111125 | BPZ-WB3S-400/10/2 | Wall box WxHxD=435x1060x240 | 163.9604 | 1
111100 | BPZ-WB3S-400/12/1 | Wall box WxHxD=435x1260x180 | 114.3514 | 1
111126 | BPZ-WB3S-400/12/2 | Wall box WxHxD=435x1260x240 | 134.5127 | 1
111097 | BPZ-WB3S-400/4/1 | Wall box WxHxD=435x460x180 | 85.0145 | 1
111123 | BPZ-WB3S-400/4/2 | Wall box WxHxD=435x460x240 | 95.1888 | 1
111098 | BPZ-WB3S-400/7/1 | Wall box WxHxD=435x760x180 | 100.3696 | 1
111124 | BPZ-WB3S-400/7/2 | Wall box WxHxD=435x760x240 | 112.6661 | 1
111103 | BPZ-WB3S-600/10/1 | Wall box WxHxD=635x1060x180 | 119.3449 | 1
111129 | BPZ-WB3S-600/10/2 | Wall box WxHxD=635x1060x240 | 134.8248 | 1
111104 | BPZ-WB3S-600/12/1 | Wall box WxHxD=635x1260x180 | 120.5309 | 1
111130 | BPZ-WB3S-600/12/2 | Wall box WxHxD=635x1260x240 | 180.1466 | 1
111105 | BPZ-WB3S-600/15/1 | Wall box WxHxD=635x1560x180 | 143.0016 | 1
111131 | BPZ-WB3S-600/15/2 | Wall box WxHxD=635x1560x240 | 159.4178 | 1
111106 | BPZ-WB3S-600/17/1 | Wall box WxHxD=635x1760x180 | 144.5621 | 1
111132 | BPZ-WB3S-600/17/2 | Wall box WxHxD=635x1760x240 | 168.7806 | 1
111107 | BPZ-WB3S-600/20/1 | Wall box WxHxD=635x2060x180 | 153.1135 | 1
111133 | BPZ-WB3S-600/20/2 | Wall box WxHxD=635x2060x240 | 175.9588 | 1
111101 | BPZ-WB3S-600/4/1 | Wall box WxHxD=635x460x180 | 91.4437 | 1
111127 | BPZ-WB3S-600/4/2 | Wall box WxHxD=635x460x240 | 103.5529 | 1
111102 | BPZ-WB3S-600/7/1 | Wall box WxHxD=635x760x180 | 106.549 | 1
111128 | BPZ-WB3S-600/7/2 | Wall box WxHxD=635x760x240 | 120.3436 | 1
111109 | BPZ-WB3S-800/10/1 | Wall box WxHxD=835x1060x180 | 127.7714 | 1
111135 | BPZ-WB3S-800/10/2 | Wall box WxHxD=835x1060x240 | 144.5621 | 1
111110 | BPZ-WB3S-800/12/1 | Wall box WxHxD=835x1260x180 | 128.9574 | 1
111136 | BPZ-WB3S-800/12/2 | Wall box WxHxD=835x1260x240 | 152.0524 | 1
111111 | BPZ-WB3S-800/15/1 | Wall box WxHxD=835x1560x180 | 153.0511 | 1
111137 | BPZ-WB3S-800/15/2 | Wall box WxHxD=835x1560x240 | 170.8405 | 1
111112 | BPZ-WB3S-800/17/1 | Wall box WxHxD=835x1760x180 | 154.674 | 1
111138 | BPZ-WB3S-800/17/2 | Wall box WxHxD=835x1760x240 | 180.2033 | 1
111113 | BPZ-WB3S-800/20/1 | Wall box WxHxD=835x2060x180 | 163.1629 | 1
111139 | BPZ-WB3S-800/20/2 | Wall box WxHxD=835x2060x240 | 187.4439 | 1
111108 | BPZ-WB3S-800/7/1 | Wall box WxHxD=835x760x180 | 114.9756 | 1
111134 | BPZ-WB3S-800/7/2 | Wall box WxHxD=835x760x240 | 130.1434 | 1
142474 | BPZ-WW | Mounting angle set for floor-standing Profi Plus | 8.9275 | 1
184548 | BPZ-XNH00X-2/1-400-MV | NH switch-disconnectors mounting unit, 160 A, W=400mm, XNH00 3/4p, mounting on mounting plate | 74.8402 | #N/A
184559 | BPZ-XNH00X-2/1-400-MV-W | NH switch-disconnectors mounting unit, 160 A, W=400mm, XNH00 3/4p, mounting on mounting plate | 72.0938 | #N/A
184549 | BPZ-XNH00X-4/1-600-MV |  | 69.7256 | #N/A
184560 | BPZ-XNH00X-4/1-600-MV-W | NH switch-disconnectors mounting unit, 160 A, W=600mm, XNH00 3/4p, mounting on mounting plate | 85.0769 | #N/A
184550 | BPZ-XNH00X-6/1-800-MV | NH switch-disconnectors mounting unit, 160 A, W=800mm, XNH00 3/4p, mounting on mounting plate | 103.6153 | #N/A
184561 | BPZ-XNH00X-6/1-800-MV-W | NH switch-disconnectors mounting unit, 160 A, W=800mm, XNH00 3/4p, mounting on mounting plate | 106.2993 | #N/A
184551 | BPZ-XNH1-1/0-400-MV | NH switch-disconnectors mounting unit, 250 A, W=400mm, XNH1 3p, mounting on mounting plate | 80.5204 | #N/A
184562 | BPZ-XNH1-1/0-400-MV-W | NH switch-disconnectors mounting unit, 250 A, W=400mm, XNH1 3p, mounting on mounting plate | 82.2681 | #N/A
184552 | BPZ-XNH1X-2/1-600-MV | NH switch-disconnectors mounting unit, 250 A, W=600mm, XNH1 3/4p, mounting on mounting plate | 108.7961 | #N/A
184563 | BPZ-XNH1X-2/1-600-MV-W | NH switch-disconnectors mounting unit, 250 A, W=600mm, XNH1 3/4p, mounting on mounting plate | 107.6726 | #N/A
184553 | BPZ-XNH1X-3/1-800-MV | NH switch-disconnectors mounting unit, 250 A, W=800mm, XNH1 3/4p, mounting on mounting plate | 122.9028 | #N/A
184564 | BPZ-XNH1X-3/1-800-MV-W | NH switch-disconnectors mounting unit, 250 A, W=800mm, XNH1 3/4p, mounting on mounting plate | 126.8976 | #N/A
184554 | BPZ-XNH2-1/X-400-MV | NH switch-disconnectors mounting unit, 400 A, W=400mm, XNH2 3p, mounting on mounting plate | 80.021 | #N/A
184565 | BPZ-XNH2-1/X-400-MV-W | NH switch-disconnectors mounting unit, 400 A, W=400mm, XNH2 3p, mounting on mounting plate | 81.7687 | #N/A
184555 | BPZ-XNH2X-2/X-600-MV | NH switch-disconnectors mounting unit, 400 A, W=600mm, XNH2 3p, mounting on mounting plate | 98.5594 | #N/A
184566 | BPZ-XNH2X-2/X-600-MV-W | NH switch-disconnectors mounting unit, 400 A, W=600mm, XNH2 3p, mounting on mounting plate | 101.4307 | #N/A
184556 | BPZ-XNH2X-3/X-800-MV | NH switch-disconnectors mounting unit, 400 A, W=800mm, XNH2 3p, mounting on mounting plate | 120.9678 | #N/A
184519 | BPZ-XNH2X-3/X-800-MV-W | NH switch-disconnectors mounting unit, 400 A, W=800mm, XNH2 3p, mounting on mounting plate | 124.9002 | #N/A
184557 | BPZ-XNH3-1/0-600-MV | NH switch-disconnectors mounting unit, 630 A, W=600mm, XNH3 3p, mounting on mounting plate | 93.9404 | #N/A
184520 | BPZ-XNH3-1/0-600-MV-W | NH switch-disconnectors mounting unit, 630 A, W=600mm, XNH3 3p, mounting on mounting plate | 96.8117 | #N/A
184558 | BPZ-XNH3X-2/1-800-MV | NH switch-disconnectors mounting unit, 630 A, W=800mm, XNH3 3/4p, mounting on mounting plate | 117.4723 | #N/A
184521 | BPZ-XNH3X-2/1-800-MV-W | NH switch-disconnectors mounting unit, 630 A, W=800mm, XNH3 3/4p, mounting on mounting plate | 121.4047 | #N/A
156614 | BR02601005Z-EN | #N/A | 12.6457 | #N/A
178979 | BS-12MB-GY | Blanking strip, 45mm cutout, 12 modules TE, Gray, divided by 8,75mm (1/2TE) | 2.6495 | 1
178977 | BS-12MB-WH | Blanking strip, 45mm cutout, 12 modules TE, white, divided by 8,75mm (1/2TE) | 2.0432 | 1
178980 | BS-12MF-GY | Blanking strip, 45mm cutout, 12 modules TE, Gray, divided by 2,25mm (1/8TE) | 21.5262 | 1
178975 | BS-12MF-WH | Blanking strip, 45mm cutout, 12 modules TE, white, divided by 2,25mm (1/8TE) | 2.0432 | 1
90750 | BS2-CI | Set for mutual connection of CI enclosures | 6.5727 | 1
29416 | BS45X14-T0 | Aluminum plate color | 1.4676 | 1
14815 | BS4-CI | Set for mutual connection of CI enclosures | 9.0939 | 1
178978 | BS-6MB-WH | Blanking strip, 45mm cutout, 6 modules TE, white, divided by 8,75mm (1/2TE) | 1.4131 | 1
178976 | BS-6MF-WH | Blanking strip, 45mm cutout, 6 modules TE, white, divided by 2,25mm (1/8TE) | 1.1145 | 1
84480 | BS75X15-SI | Aluminum plate color | 4.6034 | 1
256145 | BS75X15-SI-SOND-(*) | Aluminum plate color | 6.8726 | 1
31789 | BS84X24-P3 | Aluminum plate color | 1.731 | 1
194590 | BS-S60-CI/EP |  | 11.0079 | 10
107955 | BS-SET-GST00 | #N/A | 19.5174 | 1
52785 | BT480 | #N/A | 0.49491 | 100
315NHG03B-400 | BUSS 315A 400V GG/GL SIZE 03 | NH fuse gG 400V 315A 03 dual indication | 18.6052 | 3
100NHG000BI-400 | BUSSMANN 100A 400V 000 GG IMGL | NH fuse gG 400V 100A 000 dual indication | 6.6 | 1
250NHG03BI-400 | BUSSMANN 250A 400V GG 03 | NH fuse gG 400V 250A 03 dual indication | 19.6862 | 3
300NHG2B | BUSSMANN 300A 500V 2 GG EOU | NH fuse gG/gL 500V 300A 2 dual indication | 16.0875 | #N/A
450NHG2B | BUSSMANN 450A 500V 2 GG EOU | NH fuse gG/gL 500V 450A 2 dual indication | 17.5384 | 3
50NHG00B | BUSSMANN 50A 500V 00 GG | NH fuse gG/gL 500V 50A 00 dual indication | 6.2302 | 3
630NHG4B-690 | BUSSMANN 630A 690V NH4 GG | NH fuse gG 690V 630A 4 | 205.8092 | 1
63NHG00B | BUSSMANN 63A 500V 00 GG | NH fuse gG/gL 500V 63A 00 dual indication | 6.2302 | 3
80NHG02B-400 | BUSSMANN 80A 400V GG 02 | NH fuse gG 400V 80A 02 dual indication | 11.8772 | 3
76516 | BZ248 | Stabilizer bar for Cu band fixing | 13.4355 | 1
78889 | BZ249 | Fixing clip for Cu 3x9; 6x9 | 2.4766 | 10
81262 | BZ251 | Fixing clip for Cu 4x16; 6x16; 10x16 | 2.2289 | 10
83635 | BZ252 | Fixing clip for Cu 11x21 | 2.5385 | 10
166268 | BZM1-1-XKSA | Terminal cover for BZM1, 1-pole | 2.3528 | 1
112489 | BZM1-2-XC35 | Clip plate for mounting BZM1,2-pole onto DIN rail | 16.8409 | 1
112484 | BZM1-2-XKSA | Terminal cover for BZM1, 2-pole | 2.1051 | 1
158056 | BZM1-3-XA230-240VAC | Shunt trip release for BZM1-3, 230-240V AC | 77.2042 | 1
158058 | BZM1-3-XA24VDC | Shunt trip release for BZM1-3, 24V DC | 78.609 | 1
158057 | BZM1-3-XA400-440VAC | Shunt trip release for BZM1-3, 400-440V AC | 84.4903 | 1
158053 | BZM1-3-XU230-240VAC | Undervoltage release for BZM1-3, 230-240V AC | 88.6312 | 1
158055 | BZM1-3-XU24VDC | Undervoltage release for BZM1-3, 24V DC | 103.2794 | 1
158054 | BZM1-3-XU400-440VAC | Undervoltage release for BZM1-3, 400-440V AC | 102.6733 | 1
112483 | BZM1-4-XKSA | Terminal cover for BZM1, 4-pole | 3.7149 | 1
112488 | BZM1-XC35 | Clip plate for mounting BZM1,3-pole onto DIN rail | 20.5836 | 1
113168 | BZM1-XDV | Rotary handle complete BZM1 | 58.9372 | 1
152899 | BZM1-XKAV | Lockable cover for BZM1 | 47.1615 | 1
109760 | BZM1-XKP | Phase barriers for BZM1 | 0.80277 | 1
113609 | BZM1-XKS35 | Cable lug 35mm2/M6 for BZM1 | 1.0787 | 1
113750 | BZM1-XKS50 | Cable lug 50mm2/M6 for BZM1 | 1.3421 | 1
112482 | BZM1-XKSA | Terminal cover for BZM1, 3-pole | 3.1358 | 1
112485 | BZM1-XTVD | Manual rotary handle, with door block., lockable, BZM1 | 148.4001 | 1
112486 | BZM1-XV4 | Extension axis 400 mm BZM1,BZM2 | 13.3712 | 1
112487 | BZM1-XV6 | Extension axis 600 mm BZM1,BZM2 | 50.1643 | 1
169013 | BZM2-XDV | Rotary handle complete BZM2 | 48.046 | 1
131669 | BZM2-XKAV | Lockable cover for BZM2 | 40.0961 | 1
118720 | BZM2-XKP | Phase barriers for BZM2 | 13.3065 | 1
118727 | BZM2-XKSA | Terminal cover for BZM2, 3-pole | 13.4464 | 1
169014 | BZM2-XTVD | Manual rotary handle, with door block., lockable, without ext. axis, BZM2 | 90.2101 | 1
169015 | BZM3-XDV | Rotary handle complete BZM3 | 74.0503 | 1
158303 | BZM3-XKA1 | Tunnel terminal, set, BZM3 3-pole (16-185mm2) | 212.5541 | 1
158304 | BZM3-XKA2 | Tunnel terminal, set, BZM3 3-pole (50-240mm2) | 145.9955 | 1
158300 | BZM3-XKP | Phase barriers for BZM3 | 3.2196 | 1
158301 | BZM3-XKR | Terminal for rear connection, set, BZM3 3-pole | 326.1681 | 1
158305 | BZM3-XKSA | Terminal cover for BZM3, 3-pole | 39.1303 | 1
169016 | BZM3-XTVD | Manual rotary handle, with door block., lockable, without ext. axis, BZM3 | 159.431 | 1
169580 | BZM3-XV4 | Extension axis 400 mm BZM3 | 12.5687 | 1
169581 | BZM3-XV6 | Extension axis 600 mm BZM3 | 26.4996 | 1
112598 | BZMB1-2-A100 | Circuit breaker 2poles, Icu=25kA,In=100A, screw terminals | 122.0201 | 1
112618 | BZMB1-2-A100-BT | Circuit breaker 2poles, Icu=25kA,In=100A, box terminals | 121.7344 | 1
112584 | BZMB1-2-A20 | Circuit breaker 2poles, Icu=25kA,In=20A, screw terminals | 119.8293 | 1
112604 | BZMB1-2-A20-BT | Circuit breaker 2poles, Icu=25kA,In=20A, box terminals | 119.1625 | 1
112586 | BZMB1-2-A25 | Circuit breaker 2poles, Icu=25kA,In=25A, screw terminals | 119.734 | 1
112606 | BZMB1-2-A25-BT | Circuit breaker 2poles, Icu=25kA,In=25A, box terminals | 119.1625 | 1
112588 | BZMB1-2-A32 | Circuit breaker 2poles, Icu=25kA,In=32A, screw terminals | 119.1625 | 1
112608 | BZMB1-2-A32-BT | Circuit breaker 2poles, Icu=25kA,In=32A, box terminals | 118.6862 | 1
112590 | BZMB1-2-A40 | Circuit breaker 2poles, Icu=25kA,In=40A, screw terminals | 119.4483 | 1
112610 | BZMB1-2-A40-BT | Circuit breaker 2poles, Icu=25kA,In=40A, box terminals | 118.8767 | 1
112592 | BZMB1-2-A50 | Circuit breaker 2poles, Icu=25kA,In=50A, screw terminals | 119.5435 | 1
112612 | BZMB1-2-A50-BT | Circuit breaker 2poles, Icu=25kA,In=50A, box terminals | 119.4483 | 1
112594 | BZMB1-2-A63 | Circuit breaker 2poles, Icu=25kA,In=63A, screw terminals | 119.5435 | 1
112614 | BZMB1-2-A63-BT | Circuit breaker 2poles, Icu=25kA,In=63A, box terminals | 119.4483 | 1
112596 | BZMB1-2-A80 | Circuit breaker 2poles, Icu=25kA,In=80A, screw terminals | 121.6391 | 1
112616 | BZMB1-2-A80-BT | Circuit breaker 2poles, Icu=25kA,In=80A, box terminals | 121.5438 | 1
112536 | BZMB1-4-A100 | Circuit breaker 4poles, Icu=25kA,In=100A, screw terminals | 198.6994 | 1
112576 | BZMB1-4-A100-BT | Circuit breaker 4poles, Icu=25kA,In=100A, box terminals | 200.8903 | 1
112504 | BZMB1-4-A16 | Circuit breaker 4poles, Icu=25kA,In=16A, screw terminals | 197.3659 | 1
112544 | BZMB1-4-A16-BT | Circuit breaker 4poles, Icu=25kA,In=16A, box terminals | 194.032 | 1
112508 | BZMB1-4-A20 | Circuit breaker 4poles, Icu=25kA,In=20A, screw terminals | 196.6991 | 1
112548 | BZMB1-4-A20-BT | Circuit breaker 4poles, Icu=25kA,In=20A, box terminals | 193.27 | 1
112512 | BZMB1-4-A25 | Circuit breaker 4poles, Icu=25kA,In=25A, screw terminals | 196.5086 | 1
112552 | BZMB1-4-A25-BT | Circuit breaker 4poles, Icu=25kA,In=25A, box terminals | 193.0795 | 1
112516 | BZMB1-4-A32 | Circuit breaker 4poles, Icu=25kA,In=32A, screw terminals | 195.4608 | 1
112556 | BZMB1-4-A32-BT | Circuit breaker 4poles, Icu=25kA,In=32A, box terminals | 192.1269 | 1
112520 | BZMB1-4-A40 | Circuit breaker 4poles, Icu=25kA,In=40A, screw terminals | 195.9371 | 1
112560 | BZMB1-4-A40-BT | Circuit breaker 4poles, Icu=25kA,In=40A, box terminals | 192.6032 | 1
112524 | BZMB1-4-A50 | Circuit breaker 4poles, Icu=25kA,In=50A, screw terminals | 194.032 | 1
112564 | BZMB1-4-A50-BT | Circuit breaker 4poles, Icu=25kA,In=50A, box terminals | 196.0323 | 1
112528 | BZMB1-4-A63 | Circuit breaker 4poles, Icu=25kA,In=63A, screw terminals | 193.8415 | 1
112568 | BZMB1-4-A63-BT | Circuit breaker 4poles, Icu=25kA,In=63A, box terminals | 195.9371 | 1
112532 | BZMB1-4-A80 | Circuit breaker 4poles, Icu=25kA,In=80A, screw terminals | 198.2232 | 1
112572 | BZMB1-4-A80-BT | Circuit breaker 4poles, Icu=25kA,In=80A, box terminals | 200.2235 | 1
109732 | BZMB1-A100 | Circuit breaker 3poles, Icu=25kA,In=100A, screw terminals | 157.8327 | 1
109759 | BZMB1-A100-BT | Circuit breaker 3poles, Icu=25kA,In=100A, box terminals | 157.8327 | 1
109708 | BZMB1-A16 | Circuit breaker 3poles, Icu=25kA,In=16A, screw terminals | 157.8327 | 1
109735 | BZMB1-A16-BT | Circuit breaker 3poles, Icu=25kA,In=16A, box terminals | 157.8327 | 1
109711 | BZMB1-A20 | Circuit breaker 3poles, Icu=25kA,In=20A, screw terminals | 157.8327 | 1
109738 | BZMB1-A20-BT | Circuit breaker 3poles, Icu=25kA,In=20A, box terminals | 157.8327 | 1
109714 | BZMB1-A25 | Circuit breaker 3poles, Icu=25kA,In=25A, screw terminals | 157.8327 | 1
109741 | BZMB1-A25-BT | Circuit breaker 3poles, Icu=25kA,In=25A, box terminals | 157.8327 | 1
109717 | BZMB1-A32 | Circuit breaker 3poles, Icu=25kA,In=32A, screw terminals | 157.8327 | 1
109744 | BZMB1-A32-BT | Circuit breaker 3poles, Icu=25kA,In=32A, box terminals | 157.8327 | 1
109720 | BZMB1-A40 | Circuit breaker 3poles, Icu=25kA,In=40A, screw terminals | 157.8327 | 1
109747 | BZMB1-A40-BT | Circuit breaker 3poles, Icu=25kA,In=40A, box terminals | 157.8327 | 1
109723 | BZMB1-A50 | Circuit breaker 3poles, Icu=25kA,In=50A, screw terminals | 157.8327 | 1
109750 | BZMB1-A50 | Circuit breaker 3poles, Icu=25kA,In=50A, box terminals | 157.8327 | 1
109726 | BZMB1-A63 | Circuit breaker 3poles, Icu=25kA,In=63A, screw terminals | 157.8327 | 1
109753 | BZMB1-A63-BT | Circuit breaker 3poles, Icu=25kA,In=63A, box terminals | 157.8327 | 1
109729 | BZMB1-A80 | Circuit breaker 3poles, Icu=25kA,In=80A, screw terminals | 157.8327 | 1
109756 | BZMB1-A80-BT | Circuit breaker 3poles, Icu=25kA,In=80A, box terminals | 157.8327 | 1
119732 | BZMB2-A125 | Circuit breaker 3poles, Icu=25kA,In=125A, screw terminals | 237.1065 | 1
116970 | BZMB2-A160 | Circuit breaker 3poles, Icu=25kA,In=160A, screw terminals | 247.3293 | 1
116971 | BZMB2-A200 | Circuit breaker 3poles, Icu=25kA,In=200A, screw terminals | 280.9329 | 1
116972 | BZMB2-A250 | Circuit breaker 3poles, Icu=25kA,In=250A, screw terminals | 302.382 | 1
158272 | BZMN3-A250 | Circuit breaker 3poles, Icu=50kA,In=250A, screw terminals | 308.0889 | 1
158273 | BZMN3-A320 | Circuit breaker 3poles, Icu=50kA,In=320A, screw terminals | 308.0889 | 1
158274 | BZMN3-A350 | Circuit breaker 3poles, Icu=50kA,In=350A, screw terminals | 308.0889 | 1
158275 | BZMN3-A400 | Circuit breaker 3poles, Icu=50kA,In=400A, screw terminals | 308.0889 | 1
112230 | C10-CCI/32/1 | Fuse-disconnector | 5.82 | 12
112231 | C10-CCI/32/1N | Fuse-disconnector | 12.4449 | 12
112232 | C10-CCI/32/2 | Fuse-disconnector | 13.4355 | 6
112233 | C10-CCI/32/3 | Fuse-disconnector | 20.0605 | 4
112234 | C10-CCI/32/3N | Fuse-disconnector | 27.3664 | 4
112220 | C10-SLS/32/1 | Fuse switch disconnector for Z-C10, 1p | 7.2642 | 1
112225 | C10-SLS/32/1-L | Fuse switch disconnector for Z-C10, 1p, tripping indicator | 17.0266 | 1
112221 | C10-SLS/32/1N | Fuse switch disconnector for Z-C10, 1p+N | 15.7626 | 1
112222 | C10-SLS/32/2 | Fuse switch disconnector for Z-C10, 2p | 15.0169 | 1
112227 | C10-SLS/32/2-L | Fuse switch disconnector for Z-C10, 2p, tripping indicator | 34.6105 | 1
112223 | C10-SLS/32/3 | Fuse switch disconnector for Z-C10, 3p | 21.5096 | 1
112228 | C10-SLS/32/3-L | Fuse switch disconnector for Z-C10, 3p, tripping indicator | 52.1324 | 1
112224 | C10-SLS/32/3N | #N/A | 33.729 | 1
184747 | C441LS | Communication card for S811+, 24V DC, DeviceNet | 386.6729 | 1
184746 | C441QS | Communication card for S811+, 24V DC, Profibus | 780.3269 | 1
240697 | CAAE-01/01 | #N/A | 278.812 | 1
240698 | CAAE-01/02 | #N/A | 278.812 | 1
112240 | CAEE-02/01 | #N/A | 271.7235 | 1
136317 | CBCAP | Protection cap, Coupling | 5.3742 | 1
265626 | CBEU-02/01 | #N/A | 243.3698 | 1
265627 | CBEU-02/02 | #N/A | 218.7965 | 1
182450 | CBEU-02/03 | #N/A | 82.42 | 1
104921 | CBMA-02/01 | #N/A | 307.1657 | 1
265646 | CBTZ-00/01 | #N/A | 5.907 | 1
265647 | CBTZ-00/02 | #N/A | 13.5862 | 1
JV-L | CC and Midget MFH MultiPhase Connection | MultiPhase Connection for CH… fuse block | 3.6902 | #N/A
155447 | CCIA-02/01 | #N/A | 897.869 | 1
155448 | CCIA-03/01 | #N/A | 897.869 | 1
182446 | CDAE-01/04 |  | 318.8302 | 1
109364 | CDAP-01/11 | #N/A | 288.2632 | 1
110778 | CDAU-01/03 | #N/A | 227.7752 | 1
182443 | CDAU-01/04 | #N/A | 96.9904 | 1
182445 | CDAU-01/04-E | #N/A | 205.0927 | 1
182444 | CDAU-01/04-I | #N/A | 223.1386 | 1
120815 | CEMP-01/11 | #N/A | 318.9798 | 1
120816 | CEMP-01/12 | #N/A | 318.9798 | 1
136476 | CEMU-01/03 | #N/A | 380.4129 | 1
136477 | CEMU-01/04 | #N/A | 264.6351 | 1
178165 | CHARGING-AFE-FR10 | #N/A | 683.442 | #N/A
178164 | CHARGING-AFE-FR9 | #N/A | 502.1207 | #N/A
164333 | CHAZ-01/12 | #N/A | 1016.0097 | 1
171230 | CHCA-00/01 | #N/A | 1240.4769 | 1
139790 | CHK0261 | #N/A | 2984.8284 | 1
139791 | CHK0400 | #N/A | 3040.6196 | 1
139792 | CHK0520 | #N/A | 3975.1219 | 1
109383 | CHSZ-02/02 | #N/A | 136.8069 | 1
109384 | CHSZ-12/03 | #N/A | 233.9185 | 1
118803 | CHSZ-12/04 | #N/A | 448.9345 | 1
156596 | CHVZ-01/03 | #N/A | 233.9185 | 1
179678 | CHVZ-01/04 |  | 79.1542 | 1
195213 | CHVZ-01/05 |  | 257.3868 | 1
289981 | CI/E-PKZ01-X | Actuator frame IP40 for surface/flush mounting enclosure | 5.055 | 1
289936 | CI/E-PKZ01-XG | Actuat. membrane for surface/flush mounting enclosure | 11.3266 | 1
289938 | CI/E-PKZ01-XPVS | Emergency-stop actuator key unlock for surface/flush mounting enclosure | 64.2846 | 1
289937 | CI/E-PKZ01-XPVT | Emergency-stop actuator rottation unlock for surface/flush mounting enclosure | 35.9492 | 1
289939 | CI/E-PKZ01-XSVB | Padlocking feature for surface/flush mounting enclosure | 20.0192 | 1
289980 | CI/E-PKZ01-XSVB-V | Padlocking feature for surface/flush mounting enclosure | 20.0192 | 1
12781 | CI23-150 | CI enclosures with gland plates, 250x187,5x175 | 159.6515 | 1
2237 | CI23-150-NA | #N/A | 277.1323 | 1
19570 | CI23E-125 | CI enclosure with transparent cover, 250x187,5x150 | 151.6739 | 1
21943 | CI23E-150 | CI enclosure with transparent cover, 250x187,5x175 | 156.177 | 1
10408 | CI23X-125 | CI..X enclosure with transparent cover, 250x187,5x150 | 158.7985 | 1
2209 | CI23X-125-NA | #N/A | 163.2389 | 1
15154 | CI23X-150 | CI..X enclosure with transparent cover, 250x187,5x175 | 163.2389 | 1
17527 | CI43-125 | CI enclosures with gland plates, 250x375x150 | 170.4764 | 1
22273 | CI43-150 | CI enclosures with gland plates, 250x375x175 | 181.9786 | 1
27019 | CI43-200 | CI enclosures with gland plates, 250x375x225 | 199.2006 | 1
90155 | CI43E-150-RAL7032 |  | 157.7525 | 1
19900 | CI43X-125 | CI..X enclosure with transparent cover, 250x375x150 | 199.1379 | 1
24646 | CI43X-150 | CI..X enclosure with transparent cover, 250x375x175 | 205.0332 | 1
2232 | CI43X-150-NA | #N/A | 216.7738 | 1
29392 | CI43X-200 | CI..X enclosure with transparent cover, 250x375x225 | 216.7738 | 1
12452 | CI44-125 | CI enclosures with gland plates, 375x375x150 | 277.1323 | 1
17198 | CI44-150 | CI enclosures with gland plates, 375x375x175 | 286.5021 | 1
21944 | CI44-200 | CI enclosures with gland plates, 375x375x225 | 344.0258 | 1
26690 | CI44-250 | CI enclosures with gland plates, 375x375x275 | 365.8136 | 1
31436 | CI44E-125 | CI enclosure with transparent cover, 375x375x150 | 286.5021 | 1
33809 | CI44E-150 | CI enclosure with transparent cover, 375x375x175 | 293.564 | 1
36182 | CI44E-200 | CI enclosure with transparent cover, 375x375x225 | 333.4769 | 1
90147 | CI44E-200-T | CI enclosure with transparent cover, 375x375x225 | 393.2839 | 1
38555 | CI44E-250 | CI enclosure with transparent cover, 375x375x275 | 356.958 | 1
31765 | CI44X-125 | CI..X enclosure with transparent cover, 375x375x150 | 302.9339 | 1
36511 | CI44X-200 | CI..X enclosure with transparent cover, 375x375x225 | 347.5882 | 1
38884 | CI44X-250 | CI..X enclosure with transparent cover, 375x375x275 | 142.8378 | 1
1896 | CI45-200 | CI enclosures with gland plates, 500x375x225 | 377.1779 | 1
1891 | CI45E-200 | CI enclosure with transparent cover, 500x375x225 | 380.4391 | 1
78896 | CI48-200 | CI enclosures with gland plates, 750x375x225 | 528.4128 | 1
83642 | CI48-250 | CI enclosures with gland plates, 750x375x275 | 663.1156 | 1
24315 | CI-B | Small enclosure CI-B | 60.208 | 1
29061 | CI-BOM | #N/A | 55.7175 | 1
31434 | CI-C | Small enclosure CI-C | 69.1388 | 1
36180 | CI-COM | #N/A | 63.833 | 1
38553 | CI-D | Small enclosure CI-D | 77.7812 | 1
43299 | CI-DOM | #N/A | 68.888 | 1
281924 | CI-K-00001-00 | #N/A | 41.0041 | 1
285682 | CI-K-00002-00 | #N/A | 44.3908 | 1
285290 | CI-K-00003-00 | #N/A | 0.13798 | 1
107514 | CI-K-00004-01 | #N/A | 58.1885 | 100
107897 | CI-K-00005-01 | #N/A | 37.3917 | 1
102060 | CI-K1-COMBINATION-* | #N/A | 11.0632 | 1
105853 | CI-K1H-95-TS | Small enclosure CI-K1 with mount.rail | 27.5075 | 1
105854 | CI-K1H-T0-2 | Insulated enslosure IP65 | 17.1593 | 1
105855 | CI-K1H-T0-4 | Insulated enslosure IP65 | 19.4672 | 1
207435 | CI-K1-T0-2 | Insulated enslosure IP65 | 16.4318 | 1
207436 | CI-K1-T0-4 | Insulated enslosure IP65 | 18.6394 | 1
207631 | CI-K2-100-AD | CI-K2 small enclosure + DILE+ZE adapter | 42.4717 | 1
207632 | CI-K2-145-AD | CI-K2 small enclosure + DILE+ZE adapter | 48.2291 | 1
211107 | CI-K2-80-A | CI-K2 small enclosures | 45.6075 | 1
211108 | CI-K2-80-K | CI-K2 small enclosures | 58.0129 | 1
102061 | CI-K2-COMBINATION-* | #N/A | 11.0632 | 1
229306 | CI-K2H-100-M | CI-K2 small enclosure with mount.plate | 41.7066 | 1
229304 | CI-K2H-100-TS | CI-K2 small enclosure with top-hat rail | 41.0669 | 1
229308 | CI-K2H-145-AD | CI-K2 small enclosure + DILE+ZE adapter | 48.2291 | 1
229307 | CI-K2H-145-M | CI-K2 small enclosure with mount.plate | 47.2633 | 1
229305 | CI-K2H-145-TS | CI-K2 small enclosure with top-hat rail | 45.6075 | 1
229309 | CI-K2H-80-A | CI-K2 MCB enclosure with st.dim.cut-out | 45.6075 | 1
229310 | CI-K2H-80-K | CI-K2 MCB enclosure with cover | 58.0129 | 1
105858 | CI-K2H-P1 | #N/A | 13.9733 | 1
260362 | CI-K2H-PKZ0 | Insulated enclosure for surface mounting for PKZM0 | 14.5879 | 1
260363 | CI-K2H-PKZ0-G | Insulated enclosure for surface mounting for PKZM0 | 16.946 | 1
260364 | CI-K2H-PKZ0-GR | Insulated enclosure for surface mounting for PKZM0 | 22.3898 | 1
260365 | CI-K2H-PKZ0-GRV | Insulated enclosure for surface mounting for PKZM0 | 22.3898 | 1
260366 | CI-K2H-PKZ0-GV | Insulated enclosure for surface mounting for PKZM0 | 16.946 | 1
182408 | CI-K2H-T0-1-MBS | Small enclosure CI-K2H with MBS screening plate | 36.7775 | 1
182409 | CI-K2H-T0-2-MBS | Small enclosure CI-K2H with MBS screening plate | 42.969 | 1
182410 | CI-K2H-T0-4-MBS | Small enclosure CI-K2H with MBS screening plate | 40.8639 | 1
269462 | CI-K2H-T3-2 | Insulated enslosure IP66 | 27.633 | 1
182411 | CI-K2H-T3-2-MBS | Small enclosure CI-K2H with MBS screening plate | 37.2728 | 1
105859 | CI-K2H-T3-4 | #N/A | 28.8998 | 1
182412 | CI-K2H-T3-4-MBS | Small enclosure CI-K2H with MBS screening plate | 38.2635 | 1
105860 | CI-K2H-T3-5 | #N/A | 30.1165 | 1
207443 | CI-K2-P1 | Insulated enslosure IP65 | 13.158 | 1
105861 | CI-K2-P1-NA | #N/A | 13.7851 | 1
219653 | CI-K2-PKZ0 | Insulated enclosure for surface mounting for PKZM0 | 14.5879 | 1
219654 | CI-K2-PKZ0-G | Insulated enclosure for surface mounting for PKZM0 | 16.6701 | 1
219655 | CI-K2-PKZ0-GR | Insulated enclosure for surface mounting for PKZM0 | 23.5564 | 1
219656 | CI-K2-PKZ0-GRV | Insulated enclosure for surface mounting for PKZM0 | 22.0261 | 1
219657 | CI-K2-PKZ0-GV | Insulated enclosure for surface mounting for PKZM0 | 16.946 | 1
262680 | CI-K2-PKZ0-NA-G | #N/A | 16.9711 | 1
262681 | CI-K2-PKZ0-NA-GR | #N/A | 22.3898 | 1
262683 | CI-K2-PKZ0-NA-GRV | #N/A | 22.3898 | 1
262682 | CI-K2-PKZ0-NA-GV | #N/A | 16.946 | 1
262040 | CI-K2-T0-1-NA | #N/A | 27.3194 | 1
255918 | CI-K2-T0-2-NA | #N/A | 27.3194 | 1
255920 | CI-K2-T0-4-NA | #N/A | 30.5179 | 1
207437 | CI-K2-T3-2 | Insulated enslosure IP65 | 25.4002 | 1
255919 | CI-K2-T3-2-NA | #N/A | 27.3194 | 1
225325 | CI-K2-T3-4 | Insulated enslosure IP65 | 27.633 | 1
255921 | CI-K2-T3-4-NA | #N/A | 30.5179 | 1
207438 | CI-K2-T3-5 | Insulated enslosure IP65 | 28.7117 | 1
255922 | CI-K2-T3-5-NA | #N/A | 31.4587 | 1
102062 | CI-K3-COMBINATION-* | #N/A | 11.0632 | 1
207444 | CI-K3-P3-63 | Insulated enslosure IP65 | 45.5448 | 1
102063 | CI-K4-COMBINATION-* | #N/A | 11.0632 | 1
207445 | CI-K4-P3-63 | Insulated enslosure IP65 | 51.2897 | 1
105862 | CI-K4-P3-NA | #N/A | 53.7231 | 1
225524 | CI-K4-PKZ4-G | Insulated enclosure for surface mounting for PKZM4 | 53.1586 | 1
225525 | CI-K4-PKZ4-GR | Insulated enclosure for surface mounting for PKZM4 | 58.4644 | 1
207439 | CI-K4-T5B-2 | Insulated enslosure IP65 | 51.0639 | 1
255923 | CI-K4-T5B-2-NA | #N/A | 55.3035 | 1
207440 | CI-K4-T5B-4 | Insulated enslosure IP65 | 57.0847 | 1
255925 | CI-K4-T5B-4-NA | #N/A | 61.9766 | 1
102064 | CI-K5-COMBINATION-* | #N/A | 11.0632 | 1
207446 | CI-K5-P3-100 | Insulated enslosure IP65 | 74.1311 | 1
105863 | CI-K5-P3-NA | #N/A | 77.3422 | 1
207441 | CI-K5-T5-2 | Insulated enslosure IP65 | 74.1311 | 1
262042 | CI-K5-T5-2-NA | #N/A | 88.9573 | 1
207442 | CI-K5-T5-4 | Insulated enslosure IP65 | 79.7379 | 1
262041 | CI-K5-T5-4-NA | #N/A | 95.8436 | 1
281403 | CI-PKZ01 | Insulated enclosure for surface mounting for PKZM01 | 15.353 | 1
281404 | CI-PKZ01-G | Insulated enclosure for surface mounting for PKZM01 | 23.0295 | 1
281407 | CI-PKZ01-PVS | Insulated enclosure for surface mounting for PKZM01 | 73.5415 | 1
281406 | CI-PKZ01-PVT | Insulated enclosure for surface mounting for PKZM01 | 45.6703 | 1
281405 | CI-PKZ01-SVB | Insulated enclosure for surface mounting for PKZM01 | 30.0789 | 1
281944 | CI-PKZ01-SVB-V | Insulated enclosure for surface mounting for PKZM01 | 30.0789 | 1
289934 | CI-PKZ01-X | Insulated enclosure for surface mounting for PKZM01 | 13.5593 | 1
260089 | CI-PKZ0-GM | Insulated enclosure for surface mounting for PKZM0 | 17.523 | 1
260104 | CI-PKZ0-GRM | Insulated enclosure for surface mounting for PKZM0 | 23.6065 | 1
263525 | CI-PKZ0-GRVM | Insulated enclosure for surface mounting for PKZM0 | 22.7034 | 1
263526 | CI-PKZ0-GVM | Insulated enclosure for surface mounting for PKZM0 | 17.084 | 1
267083 | CI-PKZ0-M | Insulated enclosure for surface mounting for PKZM0 | 14.914 | 1
118799 | CIZA-02/01 | #N/A | 204.3833 | 1
240696 | CJAU-01/02 | #N/A | 219.9779 | 1
109231 | CJAU-01/03 | #N/A | 219.9779 | 1
104928 | CKOZ-00/03 | #N/A | 437.1204 | 1
168548 | CKOZ-00/13 | #N/A | 318.9798 | 1
29064 | CL2 | Mounting rails for CI enclosures | 3.7379 | 20
31437 | CL2-15 | Mounting rails for CI enclosures | 16.5932 | 10
33810 | CL3 | Mounting rails for CI enclosures | 4.8668 | 20
36183 | CL3-15 | Mounting rails for CI enclosures | 7.2375 | 10
38556 | CL4 | Mounting rails for CI enclosures | 7.2375 | 20
82881 | CL-PKZ0 | Current limiter | 58.9156 | 1
106172 | CMD(220-240VAC) | Contactor monitoring device | 307.9136 | 1
106170 | CMD(24VDC) | Contactor monitoring device | 200.8768 | 1
292260 | CMMZ-00/07 | #N/A | 11.5778 | 1
106291 | CMMZ-00/08 | #N/A | 55.9987 | 1
106292 | CMMZ-00/09 | #N/A | 24.8095 | 1
110771 | CMMZ-00/11 | #N/A | 10.8689 | 1
110772 | CMMZ-00/12 | #N/A | 111.7611 | 1
110773 | CMMZ-00/13 | #N/A | 135.8618 | 1
118865 | CMMZ-00/16 | #N/A | 103.6581 | 1
118866 | CMMZ-00/17 | #N/A | 22.683 | 1
118867 | CMMZ-00/18 | #N/A | 18.1937 | 1
126039 | CMMZ-00/22 | #N/A | 3.8986 | 10
137293 | CMMZ-00/27 | #N/A | 2.3628 | 10
155449 | CMMZ-00/32 | #N/A | 118.6132 | 1
155450 | CMMZ-00/33 | #N/A | 117.8069 | 1
155451 | CMMZ-00/34 | #N/A | 52.2182 | 1
155452 | CMMZ-00/35 | #N/A | 31.6343 | 1
156597 | CMMZ-00/36 | #N/A | 54.581 | 1
182452 | CMMZ-00/38 |  | 24.1285 | 1
137405 | CMUC230/25-04 | Installation contactor, 230V AC/DC, 25A, 4nc contacts | 47.5507 | 1
137403 | CMUC230/25-22 | Installation contactor, 230V AC/DC, 25A, 2no 2nc cont | 47.5507 | 1
137401 | CMUC230/25-31 | Installation contactor, 230V AC/DC, 25A, 3no 1nc cont | 47.5507 | 1
137309 | CMUC230/25-40 | Installation contactor, 230V AC/DC, 25A, 4no contacts | 47.5507 | 1
137404 | CMUC24/25-04 | Installation contactor, 24V AC/DC, 25A, 4nc contacts | 47.5507 | 1
137402 | CMUC24/25-22 | Installation contactor, 24V AC/DC, 25A, 2no 2nc cont | 47.5507 | 1
137400 | CMUC24/25-31 | Installation contactor, 24V AC/DC, 25A, 3no 1nc cont | 47.5507 | 1
137308 | CMUC24/25-40 | Installation contactor, 24V AC/DC, 25A, 4no contacts | 47.5507 | 1
112905 | CNP-10/300-CS | Rain Protection canopy for CS box, WxD=1000x300 | 94.2916 | 1
112906 | CNP-12/250-CS | Rain Protection canopy for CS box, WxD=1200x250 | 116.0004 | 1
112890 | CNP-2/150-CS | Rain Protection canopy for CS box, WxD=200x150 | 69.8167 | 1
112891 | CNP-3/150-CS | Rain Protection canopy for CS box, WxD=300x150 | 69.1552 | 1
112892 | CNP-3/200-CS | Rain Protection canopy for CS box, WxD=300x200 | 82.6255 | 1
112893 | CNP-4/150-CS | Rain Protection canopy for CS box, WxD=400x150 | 72.1018 | 1
112894 | CNP-4/200-CS | Rain Protection canopy for CS box, WxD=400x200 | 75.6498 | 1
112895 | CNP-4/250-CS | Rain Protection canopy for CS box, WxD=400x250 | 83.8883 | 1
112896 | CNP-5/150-CS | Rain Protection canopy for CS box, WxD=500x150 | 89.12 | 1
112897 | CNP-5/200-CS | Rain Protection canopy for CS box, WxD=500x200 | 81.6633 | 1
112898 | CNP-5/250-CS | Rain Protection canopy for CS box, WxD=500x250 | 87.3761 | 1
112899 | CNP-6/200-CS | Rain Protection canopy for CS box, WxD=600x200 | 78.8971 | 1
112900 | CNP-6/250-CS | Rain Protection canopy for CS box, WxD=600x250 | 91.4653 | 1
112901 | CNP-6/300-CS | Rain Protection canopy for CS box, WxD=600x300 | 123.4571 | 1
112902 | CNP-8/200-CS | Rain Protection canopy for CS box, WxD=800x200 | 100.9666 | 1
112903 | CNP-8/250-CS | Rain Protection canopy for CS box, WxD=800x250 | 101.3876 | 1
112904 | CNP-8/300-CS | Rain Protection canopy for CS box, WxD=800x300 | 269.9496 | 1
1314336 | CODMV1250N/1600N | Change-over Mechanism DMV1250N/1600N/2000N | 869.7186 | #N/A
1314884 | CODMV250N/400N | Change-over Mechanism DMV 160N/250N/400N | 434.6279 | #N/A
1314682 | CODMV630N/1000N | Change-over Mechanism DMV 630N/1000N | 674.2678 | #N/A
1314314 | CODMVN160N | Change-over Mechanism DMVN 160N | 211.6505 | #N/A
BC1-2 | CONNECTORS FOR NH 1 & NH2 | Phase barrier holders for SB/TB fuse base, size 1 + 2, 400A | 2.6253 | 2
1319969 | COSETQM100 | Connection Set QM 40 / QM 63 | 43.8549 | #N/A
1319967 | COSETQM40/63 | Connection Set QM 100 | 81.0885 | #N/A
1319334 | COUP10X10MM | Coupling Link 10x10mm | 62.1374 | #N/A
1319336 | COUP12X12MM | Coupling Link 12x12mm | 66.1488 | #N/A
1318685 | COUP4K12/4K14 | Shaft reducing coupling for universal shaft 12x12->14x14mm, Handle 4K12/4K14 | 50.7591 | #N/A
1319833 | COUP6X6MM | Coupling Link 6x6mm | 35.1508 | #N/A
1319332 | COUP8X8MM | Coupling Link 8x8mm | 60.9932 | #N/A
1314331 | COVERDCM/DMM | Protective Cover DCM/DMM | 9.9127 | #N/A
1314330 | COVERDMV125 | Protective Cover DMM 125 | 21.4968 | #N/A
1314230 | COVERDMV160 | Protective Cover DMV 160N | 23.8367 | #N/A
1314735 | COVERDMV250N/400N | Protective cover DMV 250N/400N | 30.5352 | #N/A
1314830 | COVERDMV630N/1000N | Protective Cover DMV 630N/1000N | 36.0251 | #N/A
1319870 | COVERQM40/633P | Protective Cover QM 3P | 9.5784 | #N/A
1319871 | COVERQM40/633P+N | Protective Cover QM 3P+N | 12.5226 | #N/A
1319872 | COVERQM80/1003P | Protective Cover QM 3P | 14.194 | #N/A
1319873 | COVERQM80/1003P+N | Protective Cover QM 3P+N | 17.344 | #N/A
173411 | CPAD-00/193 | #N/A | 138.2246 | 1
173412 | CPAD-00/194 | #N/A | 146.4944 | 1
173413 | CPAD-00/195 | #N/A | 155.0005 | 1
187712 | CPAD-00/198 |  | 854.0814 | 1
193907 | CR2002012 |  | 56.1299 | 1
176469 | CR2002024 |  | 54.4706 | #N/A
193909 | CR2011008 |  | 56.1299 | 1
193906 | CR2011012 |  | 56.1299 | 1
135171 | CR2011024 |  | 54.4706 | #N/A
193908 | CR2020008 |  | 56.1299 | 1
135175 | CR2020012 |  | 54.4706 | 1
135177 | CR2020024 |  | 54.4706 | 1
126066 | CRAZ-01/01 | #N/A | 17.4985 | 1
118781 | CRCA-00/04 | #N/A | 207.9165 | 1
118782 | CRCA-00/05 | #N/A | 231.7833 | 1
187708 | CRCA-00/08 |  | 815.9598 | 1
187709 | CRCA-00/09 |  | 840.516 | 1
187710 | CRCA-00/10 |  | 825.4347 | 1
187711 | CRCA-00/11 |  | 823.5285 | 1
118793 | CRMA-00/13 | #N/A | 844.2905 | 1
172943 | CROU-00/01-S | #N/A | 146.4136 | 1
172944 | CROU-00/01-SL | #N/A | 173.7228 | 1
111716 | CS-1010/300 | Box with mounting plate, IP66, SxVxH=1000x1000x300 | 779.734 | 1
111712 | CS-106/250 | Box with mounting plate, IP66, SxVxH=600x1000x250 | 489.5824 | 1
111713 | CS-106/300 | Box with mounting plate, IP66, SxVxH=600x1000x300 | 495.2141 | 1
111714 | CS-108/250 | Box with mounting plate, IP66, SxVxH=800x1000x250 | 624.3424 | 1
111715 | CS-108/300 | Box with mounting plate, IP66, SxVxH=800x1000x300 | 639.4491 | 1
111719 | CS-1210/300 | Box with mounting plate, IP66, SxVxH=1000x1200x300 | 854.614 | 1
111720 | CS-1212/250 | Box with mounting plate, IP66, SxVxH=1200x1200x250 | 941.5447 | 1
111717 | CS-126/250 | Box with mounting plate, IP66, SxVxH=600x1200x250 | 606.006 | 1
111718 | CS-128/300 | Box with mounting plate, IP66, SxVxH=800x1200x300 | 711.0595 | 1
111646 | CS-2520/150 | Box with mounting plate, IP66, SxVxH=200x250x150 | 99.0482 | 1
111647 | CS-32/150 | Box with mounting plate, IP66, SxVxH=200x300x150 | 106.2946 | 1
111648 | CS-33/150 | Box with mounting plate, IP66, SxVxH=300x300x150 | 124.0037 | 1
111649 | CS-33/200 | Box with mounting plate, IP66, SxVxH=300x300x200 | 129.4886 | 1
111680 | CS-34/200 | Box with mounting plate, IP66, SxVxH=400x300x200 | 150.1203 | 1
111681 | CS-43/150 | Box with mounting plate, IP66, SxVxH=300x400x150 | 136.2279 | 1
111682 | CS-43/200 | Box with mounting plate, IP66, SxVxH=300x400x200 | 145.7964 | 1
111683 | CS-44/150 | Box with mounting plate, IP66, SxVxH=400x400x150 | 170.6452 | 1
111684 | CS-44/200 | Box with mounting plate, IP66, SxVxH=400x400x200 | 171.3125 | 1
111685 | CS-46/200 | Box with mounting plate, IP66, SxVxH=600x400x200 | 234.6488 | 1
111686 | CS-46/250 | Box with mounting plate, IP66, SxVxH=600x400x250 | 262.8473 | 1
111687 | CS-46/300 | Box with mounting plate, IP66, SxVxH=600x400x300 | 272.8829 | 1
111688 | CS-54/150 | Box with mounting plate, IP66, SxVxH=400x500x150 | 188.1541 | 1
111689 | CS-54/200 | Box with mounting plate, IP66, SxVxH=400x500x200 | 192.5981 | 1
111690 | CS-54/250 | Box with mounting plate, IP66, SxVxH=400x500x250 | 212.6426 | 1
111691 | CS-55/250 | Box with mounting plate, IP66, SxVxH=500x500x250 | 256.5216 | 1
111692 | CS-64/150 | Box with mounting plate, IP66, SxVxH=400x600x150 | 194.1061 | 1
111693 | CS-64/200 | Box with mounting plate, IP66, SxVxH=400x600x200 | 197.4824 | 1
111694 | CS-64/250 | Box with mounting plate, IP66, SxVxH=400x600x250 | 258.043 | 1
111695 | CS-65/150 | Box with mounting plate, IP66, SxVxH=500x600x150 | 274.9514 | 1
111696 | CS-65/200 | Box with mounting plate, IP66, SxVxH=500x600x200 | 275.8055 | 1
111697 | CS-65/250 | Box with mounting plate, IP66, SxVxH=500x600x250 | 308.8749 | 1
111698 | CS-66/200 | Box with mounting plate, IP66, SxVxH=600x600x200 | 334.471 | 1
111699 | CS-66/250 | Box with mounting plate, IP66, SxVxH=600x600x250 | 341.6641 | 1
111700 | CS-66/300 | Box with mounting plate, IP66, SxVxH=600x600x300 | 356.0235 | 1
111701 | CS-68/300 | Box with mounting plate, IP66, SxVxH=800x600x300 | 393.617 | 1
111702 | CS-75/200 | Box with mounting plate, IP66, SxVxH=500x700x200 | 338.5413 | 1
111703 | CS-75/250 | Box with mounting plate, IP66, SxVxH=500x700x250 | 336.2192 | 1
111711 | CS-810/300 | Box with mounting plate, IP66, SxVxH=1000x800x300 | 632.7498 | 1
111704 | CS-84/200 | Box with mounting plate, IP66, SxVxH=400x800x200 | 338.0609 | 1
111705 | CS-84/250 | Box with mounting plate, IP66, SxVxH=400x800x250 | 343.8527 | 1
111706 | CS-86/200 | Box with mounting plate, IP66, SxVxH=600x800x200 | 332.6294 | 1
111707 | CS-86/250 | Box with mounting plate, IP66, SxVxH=600x800x250 | 405.1606 | 1
111708 | CS-86/300 | Box with mounting plate, IP66, SxVxH=600x800x300 | 441.4195 | 1
111709 | CS-88/200 | Box with mounting plate, IP66, SxVxH=800x800x200 | 477.4516 | 1
111710 | CS-88/300 | Box with mounting plate, IP66, SxVxH=800x800x300 | 507.7719 | 1
240699 | CSAP-01/01 | #N/A | 202.7294 | 1
109374 | CSAP-01/04 | #N/A | 158.083 | 1
177306 | CSAS6A6CY2203 | Connection cable with M12, end open, L=3m | 150.0564 | 1
177307 | CSAS6A6CY2205 | Connection cable with M12, end open, L=5m | 169.659 | 1
177308 | CSAS6A6CY2210 | Connection cable with M12, end open, L=10m | 221.8559 | 1
172937 | CSAU-01/01-10 | #N/A | 198.4763 | 1
172938 | CSAU-01/01-10I | #N/A | 229.1929 | 1
172939 | CSAU-01/01-10IE | #N/A | 266.9979 | 1
172940 | CSAU-01/01-16 |  | 222.9638 | 1
172942 | CSAU-01/01-16IE | #N/A | 283.5376 | 1
240694 | CSAU-01/02 | #N/A | 190.9153 | 1
240695 | CSAU-01/03 | #N/A | 190.9153 | 1
121080 | CSAU-01/04 | #N/A | 190.9153 | 1
265643 | CSEZ-01/01 | #N/A | 78.4454 | 1
104922 | CSEZ-01/06 | #N/A | 17.7211 | #N/A
104923 | CSEZ-01/07 | #N/A | 17.7211 | 1
109379 | CSEZ-01/14 | #N/A | 205.5647 | 1
109380 | CSEZ-01/15 | #N/A | 205.5647 | 1
109381 | CSEZ-01/16 | #N/A | 578.8892 | 1
109382 | CSEZ-01/17 | #N/A | 557.6239 | 1
110748 | CSEZ-01/18 | #N/A | 84.825 | 1
110749 | CSEZ-01/19 | #N/A | 79.1542 | 1
110770 | CSEZ-01/20 | #N/A | 15.7127 | 1
118802 | CSEZ-01/24 | #N/A | 42.2944 | 1
118807 | CSGZ-01/02 | #N/A | 180.7552 | 1
118806 | CSGZ-02/01 | #N/A | 316.617 | 1
265641 | CTAA-01/01 | #N/A | 131.7543 | 1
125969 | CTAA-01/04 | #N/A | 128.0546 | 1
126032 | CTAA-01/04-LED | #N/A | 140.9059 | 1
265642 | CTAA-02/01 | #N/A | 147.2769 | 1
126030 | CTAA-02/04 | #N/A | 130.8084 | 1
126033 | CTAA-02/04-LED | #N/A | 145.4957 | 1
126031 | CTAA-04/04 | #N/A | 136.3161 | 1
126034 | CTAA-04/04-LED | #N/A | 150.0855 | 1
265628 | CTEU-02/01 | #N/A | 257.0271 | 1
179344 | CTEU-02/02 | Temperature input, flush mounting, 2-way | 105.4767 | 1
215269 | CU12X10 | #N/A | 56.2476 | 1
5093 | CU12X5-2250 | SASY, Busbar Cu 12X5, In=160A, length 2200mm | 46.1335 | 1
215271 | CU15X10 | #N/A | 70.4074 | 1
215270 | CU15X5 | #N/A | 35.171 | 1
41719 | CU20X10 | SASY, Busbar Cu 20X10, In=500A, length 1500mm | 83.9146 | 1
9839 | CU20X10-2250 | SASY, Busbar Cu 20X10, In=500A, length 2250mm | 138.4656 | 1
44092 | CU20X5 | SASY, Busbar Cu 20X5, In=315A, length 1500mm | 41.7615 | 1
7466 | CU20X5-2250 | SASY, Busbar Cu 20X5, In=315A, length 2250mm | 70.2116 | 1
32703 | CU20X5-2500 | #N/A | 112.8867 | 1
51211 | CU30X10 | SASY, Busbar Cu 30X10, In=630A, length 1500mm | 117.3891 | 1
80739 | CU-BAND10X16X0,8-BK | Cu band, insulated, In=400A, S=124mm2, black | 109.1542 | 1
79736 | CU-BAND10X16X0,8-BU | Cu band, insulated, In=400A, S=124mm2, blue | 131.9308 | 1
80698 | CU-BAND10x16x0,8-GNYE | Cu band, insulated, In=400A, S=124mm2, green-yellow | 167.5427 | 1
119034 | CU-BAND10X24X1-BK | Cu band 630A, 10x24x1mm, 240mm2, black | 422.3593 | 5
119036 | CU-BAND10X32X1-BK | Cu band 800A, 10x32x1mm, 300mm2, black | 396.8652 | 1
119037 | CU-BAND10X40X1-BK | Cu band 1000A, 10x40x1mm, 400mm2, black | 459.7032 | 3
119038 | CU-BAND10X50X1-BK | Cu band 1250A, 10x50x1mm, 500mm2, black | 1304.3957 | 2
119039 | CU-BAND10X80X1-BK | Cu band 1600A, 10x80x1mm, 800mm2, black | 1219.7135 | 1
80923 | CU-BAND11X21X1-BK | Cu band, insulated, In=630A, S=231mm2, black | 189.9628 | 1
80769 | CU-BAND11X21X1-BU | Cu band, insulated, In=630A, S=231mm2, blue | 233.2876 | 1
80836 | CU-BAND11x21x1-GNYE | Cu band, insulated, In=630A, S=231mm2, green-yellow | 255.9734 | 1
81167 | CU-BAND3X9X0,8-BK | Cu band, insulated, In=100A, S=21.6mm2, black | 36.2056 | 1
80960 | CU-BAND3x9x0,8-BU | Cu band, insulated, In=100A, S=21.6mm2, blue | 35.7964 | 1
81006 | CU-BAND3x9x0,8-GNYE | Cu band, insulated, In=100A, S=21.6mm2, green-yellow | 35.7964 | 1
81209 | CU-BAND4X16X0,8-BK | Copper strip, tinned, 200A, 4x16x0.8mm, black | 75.8987 | 1
32350 | CU-BAND4X16X0,8-BU | Copper strip, tinned, 200A, 4x16x0.8mm, blue | 46.2719 | 10
119032 | CU-BAND5X24X1-BK | Cu band 400A, 5x24x1mm, 120mm2, black | 224.3378 | 5
119035 | CU-BAND5X32X1-BK | Cu band 630A, 5x32x1mm, 160mm2, black | 318.1833 | 5
81310 | CU-BAND6X16X0,8-BK | Cu band, insulated, In=250A, S=74.4mm2, black | 90.3738 | 1
81222 | CU-BAND6X16X0,8-BU | Cu band, insulated, In=250A, S=74.4mm2, blue | 85.4494 | 1
81275 | CU-BAND6x16x0,8-GNYE | Cu band, insulated, In=250A, S=74.4mm2, green-yellow | 101.9909 | 1
81414 | CU-BAND6X9X0,8-BK | Cu band, insulated, In=160A, S=43.2mm2, black | 62.3355 | 1
81344 | CU-BAND6x9x0,8-BU | Cu band, insulated, In=160A, S=43.2mm2, blue | 65.4233 | 1
81367 | CU-BAND6x9x0,8-GNYE | Cu band, insulated, In=160A, S=43.2mm2, green-yellow | 65.4233 | 1
119033 | CU-BAND8X24X1-BK | Cu band 630A, 8x24x1mm, 192mm2, black | 360.0851 | 5
81515 | CU-BAND9X9X0,8-BK | Cu band, insulated, In=200A, S=64.8mm2, black | 86.9974 | 1
81436 | CU-BAND9X9X0,8-BU | Cu band, insulated, In=200A, S=64.8mm2, blue | 81.6327 | 1
81485 | CU-BAND9x9x0,8-GNYE | Cu band, insulated, In=200A, S=64.8mm2, green-yellow | 98.649 | 1
107168 | CU-BAR-1140/T | SASY, Busbar Cu 2T shape, 2500A, length 2400mm | 1050.9295 | 1
107166 | CU-BAR-500/T | SASY, Busbar Cu 2T shape, 1250A, length 2400mm | 514.8517 | 1
107167 | CU-BAR-720/T | SASY, Busbar Cu 2T shape, 1600A, length 2400mm | 875.1724 | 1
126042 | CWIZ-01/01 | #N/A | 5.852 | 1
126043 | CWIZ-01/02 | #N/A | 5.852 | 1
126044 | CWIZ-01/03 | #N/A | 14.2283 | 1
126045 | CWIZ-01/04 | #N/A | 12.5071 | 1
126057 | CWIZ-01/04-LED | #N/A | 12.5071 | 1
172985 | CWIZ-01/31 | #N/A | 5.852 | 1
172988 | CWIZ-01/32 | #N/A | 5.852 | 1
172991 | CWIZ-01/33 | #N/A | 17.6706 | 1
179598 | CWIZ-01/35 | #N/A | 5.852 | 1
126046 | CWIZ-02/01 | #N/A | 9.2943 | 1
126058 | CWIZ-02/01-LED |  | 9.2943 | 1
126047 | CWIZ-02/02 | #N/A | 9.1795 | 1
126048 | CWIZ-02/03 | #N/A | 21.6867 | 1
126049 | CWIZ-02/04 | #N/A | 17.2116 | 1
126061 | CWIZ-02/04-LED | #N/A | 17.2116 | 1
172986 | CWIZ-02/31 | #N/A | 9.2943 | 1
172989 | CWIZ-02/32 | #N/A | 9.1795 | 1
172992 | CWIZ-02/33 | #N/A | 28.9155 | 1
179599 | CWIZ-02/35 | #N/A | 9.2943 | 1
126050 | CWIZ-04/01 | #N/A | 12.0481 | 1
126062 | CWIZ-04/01-LED |  | 12.0481 | 1
126051 | CWIZ-04/02 | #N/A | 11.8187 | 1
126052 | CWIZ-04/03 | #N/A | 34.4233 | 1
126053 | CWIZ-04/04 | #N/A | 24.7848 | 1
147600 | CWIZ-04/14 | #N/A | 30.522 | 1
172987 | CWIZ-04/31 | #N/A | 12.0481 | 1
172990 | CWIZ-04/32 | #N/A | 11.8187 | 1
172993 | CWIZ-04/33 | #N/A | 45.4387 | 1
179600 | CWIZ-04/35 | #N/A | 12.0481 | 1
C22M25S | CYL AM 22,2X58 25A/STR | Cylindrical fuse AM 690V AC 25A C22(22,2x58mm) striker | 15.0044 | #N/A
C22M2S | CYL AM 22,2X58 2A/STR | Cylindrical fuse AM 690V AC 2A C22(22,2x58mm) striker | 15.0044 | #N/A
C22M4S | CYL AM 22,2X58 4A/STR | Cylindrical fuse AM 690V AC 4A C22(22,2x58mm) striker | 15.0044 | #N/A
C22M8S | CYL AM 22,2X58 8A/STR | Cylindrical fuse AM 690V AC 8A C22(22,2x58mm) striker | 15.0044 | #N/A
C14M10S | CYL FUSE >STR >14 x 51 10A GG 500V AC | Cylindrical fuse AM 500V AC 10A C14(14,3x51mm) striker | 10.6966 | 10
C14M12S | CYL FUSE >STR >14 x 51 12A GG 500V AC | Cylindrical fuse AM 500V AC 12A C14(14,3x51mm) striker | 10.6966 | 10
C14M16S | CYL FUSE >STR >14 x 51 16A GG 500V AC | Cylindrical fuse AM 500V AC 16A C14(14,3x51mm) striker | 10.6966 | 10
C14G16S | CYL FUSE >STR >14 x 51 16A GG 690V AC | Cylindrical fuse GG 690V AC 16A C14(14,3x51mm) striker | 10.5177 | 10
C14M1S | CYL FUSE >STR >14 x 51 1A GG 500V AC | Cylindrical fuse AM 500V AC 1A C14(14,3x51mm) striker | 10.6966 | 10
C14M20S | CYL FUSE >STR >14 x 51 20A GG 500V AC | Cylindrical fuse AM 500V AC 20A C14(14,3x51mm) striker | 10.6966 | 10
C14G20S | CYL FUSE >STR >14 x 51 20A GG 690V AC | Cylindrical fuse GG 690V AC 20A C14(14,3x51mm) striker | 10.5177 | 10
C14M25S | CYL FUSE >STR >14 x 51 25A GG 500V AC | Cylindrical fuse AM 500V AC 25A C14(14,3x51mm) striker | 10.6966 | 10
C14G25S | CYL FUSE >STR >14 x 51 25A GG 690V AC | Cylindrical fuse GG 690V AC 25A C14(14,3x51mm) striker | 10.5177 | 10
C14M2S | CYL FUSE >STR >14 x 51 2A GG 500V AC | Cylindrical fuse AM 500V AC 2A C14(14,3x51mm) striker | 10.6966 | 10
C14G2S | CYL FUSE >STR >14 x 51 2A GG 690V AC | Cylindrical fuse GG 690V AC 2A C14(14,3x51mm) striker | 10.5177 | 10
C14G32S | CYL FUSE >STR >14 x 51 32A GG 500V AC | Cylindrical fuse GG 500V AC 32A C14(14,3x51mm) striker | 11.1355 | 10
C14M32S | CYL FUSE >STR >14 x 51 32A GG 500V AC | Cylindrical fuse AM 500V AC 32A C14(14,3x51mm) striker | 11.6232 | 10
C14G40S | CYL FUSE >STR >14 x 51 40A GG 500V AC | Cylindrical fuse GG 500V AC 40A C14(14,3x51mm) striker | 11.1355 | 10
C14M40S | CYL FUSE >STR >14 x 51 40A GG 500V AC | Cylindrical fuse AM 500V AC 40A C14(14,3x51mm) striker | 11.6232 | 10
C14M4S | CYL FUSE >STR >14 x 51 4A GG 500V AC | Cylindrical fuse AM 500V AC 4A C14(14,3x51mm) striker | 10.6966 | 10
C14G50S | CYL FUSE >STR >14 x 51 50A GG 400V AC | Cylindrical fuse GG 400V AC 50A C14(14,3x51mm) striker | 11.1355 | 10
C14M50S | CYL FUSE >STR >14 x 51 50A GG 400V AC | Cylindrical fuse AM 400V AC 50A C14(14,3x51mm) striker | 11.6232 | 10
C14M6S | CYL FUSE >STR >14 x 51 6A GG 500V AC | Cylindrical fuse AM 500V AC 6A C14(14,3x51mm) striker | 10.6966 | 10
C14G6S | CYL FUSE >STR >14 x 51 6A GG 690V AC | Cylindrical fuse GG 690V AC 4A C14(14,3x51mm) striker | 10.5177 | 10
C14M8S | CYL FUSE >STR >14 x 51 8A GG 500V AC | Cylindrical fuse AM 500V AC 8A C14(14,3x51mm) striker | 10.6966 | 10
C14G8S | CYL FUSE >STR >14 x 51 8A GG 690V AC | Cylindrical fuse GG 690V AC 8A C14(14,3x51mm) striker | 10.5177 | 10
C22G100S | CYL FUSE >STR >22 x 58 100A GG 500V AC | Cylindrical fuse GG 500V AC 100A C22(22,2x58mm) striker | 16.5163 | 10
C22M100S | CYL FUSE >STR >22 x 58 100A GG 500V AC | Cylindrical fuse AM 500V AC 100A C22(22,2x58mm) striker | 18.0931 | 10
C22G10S | CYL FUSE >STR >22 x 58 10A GG 690V AC | Cylindrical fuse GG 690V AC 10A C22(22,2x58mm) striker | 14.8744 | 10
C22M125S | CYL FUSE >STR >22 x 58 125A AM 400V AC | Cylindrical fuse AM 400V AC 125A C22(22,2x58mm) striker | 18.8734 | 10
C22G125S | CYL FUSE >STR >22 x 58 125A GG 400V AC | Cylindrical fuse GG 400V AC 125A C22(22,2x58mm) striker | 16.5163 | 10
C22G12S | CYL FUSE >STR >22 x 58 12A GG 690V AC | Cylindrical fuse GG 690V AC 12A C22(22,2x58mm) striker | 14.8744 | 10
C22M12S | CYL FUSE >STR >22 x 58 12A GG 690V AC | Cylindrical fuse AM 690V AC 12A C22(22,2x58mm) striker | 15.5409 | 10
C22G16S | CYL FUSE >STR >22 x 58 16A GG 690V AC | Cylindrical fuse GG 690V AC 16A C22(22,2x58mm) striker | 14.8744 | 10
C22M16S | CYL FUSE >STR >22 x 58 16A GG 690V AC | Cylindrical fuse AM 690V AC 16A C22(22,2x58mm) striker | 15.5409 | 10
C22M20S | CYL FUSE >STR >22 x 58 20A GG 690V AC | Cylindrical fuse AM 690V AC 20A C22(22,2x58mm) striker | 15.5409 | 10
C22G25S | CYL FUSE >STR >22 x 58 25A GG 690V AC | Cylindrical fuse GG 690V AC 25A C22(22,2x58mm) striker | 14.8744 | 10
C22G32S | CYL FUSE >STR >22 x 58 32A GG 690V AC | Cylindrical fuse GG 690V AC 32A C22(22,2x58mm) striker | 14.8744 | 10
C22M32S | CYL FUSE >STR >22 x 58 32A GG 690V AC | Cylindrical fuse AM 690V AC 32A C22(22,2x58mm) striker | 15.5409 | 10
C22G40S | CYL FUSE >STR >22 x 58 40A GG 690V AC | Cylindrical fuse GG 690V AC 40A C22(22,2x58mm) striker | 14.8744 | 10
C22M40S | CYL FUSE >STR >22 x 58 40A GG 690V AC | Cylindrical fuse AM 690V AC 40A C22(22,2x58mm) striker | 15.5409 | 10
C22G4S | CYL FUSE >STR >22 x 58 4A GG 690V AC | Cylindrical fuse GG 690V AC 2A C22(22,2x58mm) striker | 14.8744 | 10
C22M50S | CYL FUSE >STR >22 x 58 50A AM 690V AC | Cylindrical fuse AM 690V AC 50A C22(22,2x58mm) striker | 16.5813 | 10
C22G50S | CYL FUSE >STR >22 x 58 50A GG 690V AC | Cylindrical fuse GG 690V AC 50A C22(22,2x58mm) striker | 15.232 | 10
C22M63S | CYL FUSE >STR >22 x 58 63A AM 690V AC | Cylindrical fuse AM 690V AC 63A C22(22,2x58mm) striker | 16.5813 | 10
C22G63S | CYL FUSE >STR >22 x 58 63A GG 690V AC | Cylindrical fuse GG 690V AC 63A C22(22,2x58mm) striker | 15.232 | 10
C22G6S | CYL FUSE >STR >22 x 58 6A GG 690V AC | Cylindrical fuse GG 690V AC 4A C22(22,2x58mm) striker | 14.8744 | 10
C22M80S | CYL FUSE >STR >22 x 58 80A AM 500V AC | Cylindrical fuse AM 500V AC 80A C22(22,2x58mm) striker | 17.3453 | 10
C22G80S | CYL FUSE >STR >22 x 58 80A GG 500V AC | Cylindrical fuse GG 500V AC 80A C22(22,2x58mm) striker | 16.5163 | 10
C22G8S | CYL FUSE >STR >22 x 58 8A GG 690V AC | Cylindrical fuse GG 690V AC 8A C22(22,2x58mm) striker | 14.8744 | 10
C14G10S | CYL FUSE >STRIKER >14 x 51 10A GG 690V A | Cylindrical fuse GG 690V AC 10A C14(14,3x51mm) striker | 10.5177 | 10
C14G12S | CYL FUSE >STRIKER >14 x 51 12A GG 690VAC | Cylindrical fuse GG 690V AC 12A C14(14,3x51mm) striker | 10.5177 | 10
C14G63 | CYL FUSE 63A 500V 14X51 CYL GG PV14 | Cylindrical fuse GG 400V AC 63A C14(14,3x51mm) | 10.2576 | 10
C14G4S | CYL GG 14,3X51 4A/STR 690V | Cylindrical fuse GG 690V AC 4A C14(14,3x51mm) striker | 10.5177 | 10
C22G20S | CYL GG 22,2X58 20A/STR 690V | Cylindrical fuse GG 690V AC 20A C22(22,2x58mm) striker | 14.8744 | 10
C10G0-5 | CYLINDRICAL FUSE 10 x 38 0-5A GG 500V AC | #N/A | 1.4631 | 10
C10M10 | CYLINDRICAL FUSE 10 x 38 10A AM 500V AC | Cylindrical fuse AM 500V AC 10A C10(10,3x38mm) | 1.5931 | 10
C10G10 | CYLINDRICAL FUSE 10 x 38 10A GG 500V AC | Cylindrical fuse GG 500V AC 10A C10(10,3x38mm) | 1.2355 | 10
C10M12 | CYLINDRICAL FUSE 10 x 38 12A AM 500V AC | Cylindrical fuse AM 500V AC 12A C10(10,3x38mm) | 1.5931 | 10
C10G12 | CYLINDRICAL FUSE 10 x 38 12A GG 500V AC | Cylindrical fuse GG 500V AC 12A C10(10,3x38mm) | 1.2355 | 10
C10M16 | CYLINDRICAL FUSE 10 x 38 16A AM 500V AC | Cylindrical fuse AM 500V AC 16A C10(10,3x38mm) | 1.5931 | 10
C10G16 | CYLINDRICAL FUSE 10 x 38 16A GG 500V AC | Cylindrical fuse GG 500V AC 16A C10(10,3x38mm) | 1.2355 | 10
C10M1 | CYLINDRICAL FUSE 10 x 38 1A AM 500V AC | Cylindrical fuse AM 500V AC 1A C10(10,3x38mm) | 1.5931 | 10
C10G1 | CYLINDRICAL FUSE 10 x 38 1A GG 500V AC | Cylindrical fuse GG 500V AC 1A C10(10,3x38mm) | 1.4631 | 10
C10M20 | CYLINDRICAL FUSE 10 x 38 20A AM 400V AC | Cylindrical fuse AM 400V AC 20A C10(10,3x38mm) | 1.5931 | 10
C10G20 | CYLINDRICAL FUSE 10 x 38 20A GG 500V AC | Cylindrical fuse GG 500V AC 20A C10(10,3x38mm) | 1.2355 | 10
C10M25 | CYLINDRICAL FUSE 10 x 38 25A AM 400V AC | Cylindrical fuse AM 400V AC 25A C10(10,3x38mm) | 1.5931 | 10
C10G25 | CYLINDRICAL FUSE 10 x 38 25A GG 500V AC | Cylindrical fuse GG 500V AC 25A C10(10,3x38mm) | 1.2355 | 10
C10M2 | CYLINDRICAL FUSE 10 x 38 2A AM 500V AC | Cylindrical fuse AM 500V AC 2A C10(10,3x38mm) | 1.5931 | 10
C10G2 | CYLINDRICAL FUSE 10 x 38 2A GG 500V AC | Cylindrical fuse GG 500V AC 2A C10(10,3x38mm) | 1.2355 | 10
C10G32 | CYLINDRICAL FUSE 10 x 38 32A GG 400V AC | Cylindrical fuse GG 500V AC 32A C10(10,3x38mm) | 1.2355 | 10
C10M4 | CYLINDRICAL FUSE 10 x 38 4A AM 500V AC | Cylindrical fuse AM 500V AC 4A C10(10,3x38mm) | 1.5931 | 10
C10M6 | CYLINDRICAL FUSE 10 x 38 6A AM 500V AC | Cylindrical fuse AM 500V AC 6A C10(10,3x38mm) | 1.5931 | 10
C10G6 | CYLINDRICAL FUSE 10 x 38 6A GG 500V AC | Cylindrical fuse GG 500V AC 6A C10(10,3x38mm) | 1.2355 | 10
C10M8 | CYLINDRICAL FUSE 10 x 38 8A AM 500V AC | Cylindrical fuse AM 500V AC 8A C10(10,3x38mm) | 1.5931 | 10
C10G8 | CYLINDRICAL FUSE 10 x 38 8A GG 500V AC | Cylindrical fuse GG 500V AC 8A C10(10,3x38mm) | 1.2355 | 10
C10M0-25 | CYLINDRICAL FUSE 10x38 0.25A AM 500V AC | #N/A | 1.5931 | 10
C10M0-5 | CYLINDRICAL FUSE 10x38 0.5A AM 500V AC | #N/A | 1.5931 | 10
C14M0-5 | CYLINDRICAL FUSE 14 x 51 0.5A AM 690V AC | #N/A | 3.4301 | 10
C14M10 | CYLINDRICAL FUSE 14 x 51 10A AM 690V AC | Cylindrical fuse AM 500V AC 10A C14(14,3x51mm) | 2.6172 | 10
C14G10 | CYLINDRICAL FUSE 14 x 51 10A GG 690V AC | Cylindrical fuse GG 690V AC 10A C14(14,3x51mm) | 2.5035 | 10
C14M12 | CYLINDRICAL FUSE 14 x 51 12A AM 690V AC | Cylindrical fuse AM 500V AC 12A C14(14,3x51mm) | 2.6172 | 10
C14G12 | CYLINDRICAL FUSE 14 x 51 12A GG 690V AC | Cylindrical fuse GG 690V AC 12A C14(14,3x51mm) | 2.5035 | 10
C14M16 | CYLINDRICAL FUSE 14 x 51 16A AM 690V AC | Cylindrical fuse AM 500V AC 16A C14(14,3x51mm) | 2.6172 | 10
C14G16 | CYLINDRICAL FUSE 14 x 51 16A GG 690V AC | Cylindrical fuse GG 690V AC 16A C14(14,3x51mm) | 2.5035 | 10
C14M1 | CYLINDRICAL FUSE 14 x 51 1A AM 690V AC | Cylindrical fuse AM 500V AC 1A C14(14,3x51mm) | 3.4301 | 10
C14G1 | CYLINDRICAL FUSE 14 x 51 1A GG 690V AC | Cylindrical fuse GG 690V AC 1A C14(14,3x51mm) | 2.9911 | 10
C14M20 | CYLINDRICAL FUSE 14 x 51 20A AM 690V AC | Cylindrical fuse AM 500V AC 20A C14(14,3x51mm) | 2.7961 | 10
C14G20 | CYLINDRICAL FUSE 14 x 51 20A GG 690V AC | Cylindrical fuse GG 690V AC 20A C14(14,3x51mm) | 2.5035 | 10
C14M25 | CYLINDRICAL FUSE 14 x 51 25A AM 690V AC | Cylindrical fuse AM 500V AC 25A C14(14,3x51mm) | 2.7961 | 10
C14G25 | CYLINDRICAL FUSE 14 x 51 25A GG 690V AC | Cylindrical fuse GG 690V AC 25A C14(14,3x51mm) | 2.5035 | 10
C14M2 | CYLINDRICAL FUSE 14 x 51 2A AM 690V AC | Cylindrical fuse AM 500V AC 2A C14(14,3x51mm) | 3.4301 | 10
C14G2 | CYLINDRICAL FUSE 14 x 51 2A GG 690V AC | Cylindrical fuse GG 690V AC 2A C14(14,3x51mm) | 2.9911 | 10
C14M32 | CYLINDRICAL FUSE 14 x 51 32A AM 500V AC | Cylindrical fuse AM 500V AC 32A C14(14,3x51mm) | 2.8123 | 10
C14G32 | CYLINDRICAL FUSE 14 x 51 32A GG 500V AC | Cylindrical fuse GG 500V AC 32A C14(14,3x51mm) | 2.5035 | 10
C14M40 | CYLINDRICAL FUSE 14 x 51 40A AM 500V AC | Cylindrical fuse AM 500V AC 40A C14(14,3x51mm) | 2.9586 | 10
C14G40 | CYLINDRICAL FUSE 14 x 51 40A GG 500V AC | Cylindrical fuse GG 500V AC 40A C14(14,3x51mm) | 2.5035 | 10
C14M4 | CYLINDRICAL FUSE 14 x 51 4A AM 690V AC | Cylindrical fuse AM 500V AC 4A C14(14,3x51mm) | 2.6172 | 10
C14G4 | CYLINDRICAL FUSE 14 x 51 4A GG 690V AC | Cylindrical fuse GG 690V AC 4A C14(14,3x51mm) | 2.9911 | 10
C14M50 | CYLINDRICAL FUSE 14 x 51 50A AM 400V AC | Cylindrical fuse AM 400V AC 50A C14(14,3x51mm) | 2.9586 | 10
C14G50 | CYLINDRICAL FUSE 14 x 51 50A GG 400V AC | Cylindrical fuse GG 400V AC 50A C14(14,3x51mm) | 2.5197 | 10
C14M6 | CYLINDRICAL FUSE 14 x 51 6A AM 690V AC | Cylindrical fuse AM 500V AC 6A C14(14,3x51mm) | 2.6172 | 10
C14G6 | CYLINDRICAL FUSE 14 x 51 6A GG 690V AC | Cylindrical fuse GG 690V AC 6A C14(14,3x51mm) | 2.9911 | 10
C14M8 | CYLINDRICAL FUSE 14 x 51 8A AM 690V AC | Cylindrical fuse AM 500V AC 8A C14(14,3x51mm) | 2.6172 | 10
C14G8 | CYLINDRICAL FUSE 14 x 51 8A GG 690V AC | Cylindrical fuse GG 690V AC 8A C14(14,3x51mm) | 2.5035 | 10
C14M0-25 | Cylindrical FUSE 14x51 0.25A AM 690V AC | #N/A | 3.4301 | 10
C22M100 | CYLINDRICAL FUSE 22 x 58 100A AM 500V AC | Cylindrical fuse AM 500V AC 100A C22(22,2x58mm) | 6.2586 | 10
C22G100 | CYLINDRICAL FUSE 22 x 58 100A GG 500V AC | Cylindrical fuse GG 500V AC 100A C22(22,2x58mm) | 5.3808 | 10
C22M10 | CYLINDRICAL FUSE 22 x 58 10A AM 690V AC | Cylindrical fuse AM 690V AC 10A C22(22,2x58mm) | 5.3645 | 10
C22G10 | CYLINDRICAL FUSE 22 x 58 10A GG 690V AC | Cylindrical fuse GG 690V AC 10A C22(22,2x58mm) | 4.7143 | 10
C22M125 | CYLINDRICAL FUSE 22 x 58 125A AM 400V AC | Cylindrical fuse AM 400V AC 125A C22(22,2x58mm) | 6.4049 | 10
C22G125 | CYLINDRICAL FUSE 22 x 58 125A GG 400V AC | Cylindrical fuse GG 400V AC 125A C22(22,2x58mm) | 5.5596 | 10
C22M12 | CYLINDRICAL FUSE 22 x 58 12A AM 690V AC | Cylindrical fuse AM 690V AC 12A C22(22,2x58mm) | 5.3645 | 10
C22G12 | CYLINDRICAL FUSE 22 x 58 12A GG 690V AC | Cylindrical fuse GG 690V AC 12A C22(22,2x58mm) | 4.7143 | 10
C22M16 | CYLINDRICAL FUSE 22 x 58 16A AM 690V AC | Cylindrical fuse AM 690V AC 16A C22(22,2x58mm) | 5.3645 | 10
C22G16 | CYLINDRICAL FUSE 22 x 58 16A GG 690V AC | Cylindrical fuse GG 690V AC 16A C22(22,2x58mm) | 4.7143 | 10
C22M20 | CYLINDRICAL FUSE 22 x 58 20A AM 690V AC | Cylindrical fuse AM 690V AC 20A C22(22,2x58mm) | 5.3645 | 10
C22G20 | CYLINDRICAL FUSE 22 x 58 20A GG 690V AC | Cylindrical fuse GG 690V AC 20A C22(22,2x58mm) | 4.7143 | 10
C22M25 | CYLINDRICAL FUSE 22 x 58 25A AM 690V AC | Cylindrical fuse AM 690V AC 25A C22(22,2x58mm) | 5.3645 | 10
C22G25 | CYLINDRICAL FUSE 22 x 58 25A GG 690V AC | Cylindrical fuse GG 690V AC 25A C22(22,2x58mm) | 4.7956 | 10
C22M2 | CYLINDRICAL FUSE 22 x 58 2A AM 690V AC | Cylindrical fuse AM 690V AC 2A C22(22,2x58mm) | 7.4128 | 10
C22G2 | CYLINDRICAL FUSE 22 x 58 2A GG 690V AC | Cylindrical fuse GG 690V AC 2A C22(22,2x58mm) | 6.1123 | 10
C22M32 | CYLINDRICAL FUSE 22 x 58 32A AM 690V AC | Cylindrical fuse AM 690V AC 32A C22(22,2x58mm) | 5.3645 | 10
C22G32 | CYLINDRICAL FUSE 22 x 58 32A GG 690V AC | Cylindrical fuse GG 690V AC 32A C22(22,2x58mm) | 4.7956 | 10
C22M40 | CYLINDRICAL FUSE 22 x 58 40A AM 690V AC | Cylindrical fuse AM 690V AC 40A C22(22,2x58mm) | 5.5596 | 10
C22G40 | CYLINDRICAL FUSE 22 x 58 40A GG 690V AC | Cylindrical fuse GG 690V AC 40A C22(22,2x58mm) | 4.7956 | 10
C22M4 | CYLINDRICAL FUSE 22 x 58 4A AM 690V AC | Cylindrical fuse AM 690V AC 4A C22(22,2x58mm) | 5.3645 | 10
C22G4 | CYLINDRICAL FUSE 22 x 58 4A GG 690V AC | Cylindrical fuse GG 690V AC 4A C22(22,2x58mm) | 6.1123 | 10
C22M50 | CYLINDRICAL FUSE 22 x 58 50A AM 690V AC | Cylindrical fuse AM 690V AC 50A C22(22,2x58mm) | 5.5596 | 10
C22G50 | CYLINDRICAL FUSE 22 x 58 50A GG 690V AC | Cylindrical fuse GG 690V AC 50A C22(22,2x58mm) | 4.9256 | 10
C22M63 | CYLINDRICAL FUSE 22 x 58 63A AM 690V AC | Cylindrical fuse AM 690V AC 63A C22(22,2x58mm) | 5.5596 | 10
C22G63 | CYLINDRICAL FUSE 22 x 58 63A GG 690V AC | Cylindrical fuse GG 690V AC 63A C22(22,2x58mm) | 4.9256 | 10
C22M6 | CYLINDRICAL FUSE 22 x 58 6A AM 690V AC | Cylindrical fuse AM 690V AC 6A C22(22,2x58mm) | 5.3645 | 10
C22G6 | CYLINDRICAL FUSE 22 x 58 6A GG 690V AC | Cylindrical fuse GG 690V AC 6A C22(22,2x58mm) | 6.1123 | 10
C22M80 | CYLINDRICAL FUSE 22 x 58 80A AM 500V AC | Cylindrical fuse AM 500V AC 80A C22(22,2x58mm) | 5.836 | 10
C22G80 | CYLINDRICAL FUSE 22 x 58 80A GG 500V AC | Cylindrical fuse GG 500V AC 80A C22(22,2x58mm) | 5.1207 | 10
C22M8 | CYLINDRICAL FUSE 22 x 58 8A AM 690V AC | Cylindrical fuse AM 690V AC 8A C22(22,2x58mm) | 5.3645 | 10
C22G8 | CYLINDRICAL FUSE 22 x 58 8A GG 690V AC | Cylindrical fuse GG 690V AC 8A C22(22,2x58mm) | 4.7143 | 10
10D16 | D TYPE.TIME DELAY.500V 10A | Fuse T gG/gL 500V AC 10A DI/E16 | 3.5438 | 10
172976 | D02-LTS/20/3-R | D02 switch-disconnectors, 20A, 400V, 3 p | 127.0495 | 1
172973 | D02-LTS/25/3-R | D02 switch-disconnectors, 25A, 400V, 3 p | 127.0495 | 1
172974 | D02-LTS/35/3-R | D02 switch-disconnectors, 35A, 400V, 3 p | 127.0495 | 1
172975 | D02-LTS/50/3-R | D02 switch-disconnectors, 50A, 400V, 3 p | 127.421 | 1
114317 | D02-LTS/63/3N-R | Switch-Disconnector-Fuse, without fuse links | 167.7277 | 1
114319 | D02-LTS/63/3N-R-HK | Switch-Disconnector-Fuse, without fuse links | 174.724 | 1
114316 | D02-LTS/63/3-R | Switch-Disconnector-Fuse, without fuse links | 131.3412 | 1
114318 | D02-LTS/63/3-R-HK | Switch-Disconnector-Fuse, without fuse links | 125.8112 | 1
114320 | D02-LTS/63-3 | Switch-Disconnector-Fuse D02 | 125.8112 | 1
114322 | D02-LTS/63-3-HK | Switch-Disconnector-Fuse D02 | 178.1913 | 1
114321 | D02-LTS/63-3N | Switch-Disconnector-Fuse D02 | 178.1913 | 1
284649 | D02-S/63/3-RS | Switch-Disconnector-Fuse, without fuse links | 149.667 | 1
114315 | D02-SO/63/3-R-27 | Fuse base, 3-pole, Width = 27mm, onto busbar 60mm, 63A | 19.3615 | 1
14830 | D125-CI23 | Transparent Spare cover for CI enclosures, 250x187,5x125 | 62.9116 | 1
72476 | D125-CI23/T | Cover with door, Degree of protection IP65 | 99.0423 | 1
138354 | D125-CI23-DVZ | Covers, transparent, lockable, HxWxD=250x187.5x25mm | 163.7475 | 1
138526 | D125-CI23-RAL7032-DVZ | Covers, RAL7032, lockable, HxWxD=250x187.5x25mm | 168.2577 | 1
17203 | D125-CI43 | Transparent Spare cover for CI enclosures, 250x375x125 | 75.7034 | 1
77222 | D125-CI43/T | Cover with door, Degree of protection IP65 | 122.0139 | 1
138356 | D125-CI43-DVZ | Covers, transparent, lockable, HxWxD=250x375x25mm | 165.6117 | 1
138528 | D125-CI43-RAL7032-DVZ | Covers, RAL7032, lockable, HxWxD=250x375x25mm | 174.9326 | 1
19576 | D125-CI44 | Transparent Spare cover for CI enclosures, 375x375x125 | 40.4107 | 1
84341 | D125-CI44/T | Cover with door, Degree of protection IP65 | 133.0787 | 1
138359 | D125-CI44-DVZ | Covers, transparent, lockable, HxWxD=375x375x25mm | 173.9705 | 1
138531 | D125-CI44-RAL7032-DVZ | Covers, RAL7032, lockable, HxWxD=375x375x25mm | 184.7346 | 1
24322 | D150-CI23 | Transparent Spare cover for CI enclosures, 250x187,5x150 | 66.14 | 1
74849 | D150-CI23/T | Cover with door, Degree of protection IP65 | 130.974 | 1
138355 | D150-CI23-DVZ | Covers, transparent, lockable, HxWxD=250x187.5x50mm | 168.1975 | 1
138527 | D150-CI23-RAL7032-DVZ | Covers, RAL7032, lockable, HxWxD=250x187.5x50mm | 172.1063 | 1
38560 | D150-CI43 | Transparent Spare cover for CI enclosures, 250x375x150 | 83.7318 | 1
79595 | D150-CI43/T | Cover with door, Degree of protection IP65 | 142.3395 | 1
138357 | D150-CI43-DVZ | Covers, transparent, lockable, HxWxD=250x375x50mm | 172.6475 | 1
138529 | D150-CI43-RAL7032-DVZ | Covers, RAL7032, lockable, HxWxD=250x375x50mm | 180.2245 | 1
86714 | D150-CI44/T | Cover with door, Degree of protection IP65 | 185.2759 | 1
138520 | D150-CI44-DVZ | Covers, transparent, lockable, HxWxD=375x375x50mm | 180.6455 | 1
138532 | D150-CI44-RAL7032-DVZ | Covers, RAL7032, lockable, HxWxD=375x375x50mm | 193.2738 | 1
74155 | D200-CI43 | Transparent Spare cover for CI enclosures, 250x375x200 | 98.2171 | 1
81968 | D200-CI43/T | Cover with door, Degree of protection IP65 | 176.0752 | 1
138358 | D200-CI43-DVZ | Covers, transparent, lockable, HxWxD=250x375x100mm | 180.886 | 1
138530 | D200-CI43-RAL7032-DVZ | Covers, RAL7032, lockable, HxWxD=250x375x100mm | 126.7645 | 1
76528 | D200-CI44 | Transparent Spare cover for CI enclosures, 375x375x200 | 163.9794 | 1
89087 | D200-CI44/T | Cover with door, Degree of protection IP65 | 403.784 | 1
138521 | D200-CI44-DVZ | Covers, transparent, lockable, HxWxD=375x375x100mm | 188.884 | 1
138533 | D200-CI44-RAL7032-DVZ | Covers, RAL7032, lockable, HxWxD=375x375x150mm | 203.8576 | 1
1895 | D200-CI45 | Transparent Spare cover for CI enclosures, 500x375x200 | 180.6575 | 1
138523 | D200-CI45-DVZ | Covers, transparent, lockable, HxWxD=500x375x100mm | 201.2718 | 1
138535 | D200-CI45-RAL7032-DVZ | Covers, RAL7032, lockable, HxWxD=500x375x150mm | 226.5886 | 1
78901 | D200-CI48 | Transparent Spare cover for CI enclosures, 750x375x200 | 108.6038 | 1
138524 | D200-CI48-DVZ | Covers, transparent, lockable, HxWxD=750x375x100mm | 378.6699 | 1
138536 | D200-CI48-RAL7032-DVZ | Covers, RAL7032, lockable, HxWxD=750x375x150mm | 430.5063 | 1
81274 | D250-CI44 | Transparent Spare cover for CI enclosures, 375x375x250 | 182.4119 | 1
91460 | D250-CI44/T | Cover with door, Degree of protection IP65 | 190.9285 | 1
138522 | D250-CI44-DVZ | Covers, transparent, lockable, HxWxD=375x375x150mm | 198.7461 | 1
138534 | D250-CI44-RAL7032-DVZ | Covers, RAL7032, lockable, HxWxD=375x375x200mm | 226.769 | 1
83647 | D250-CI48 | Transparent Spare cover for CI enclosures, 750x375x250 | 144.9253 | 1
138525 | D250-CI48-DVZ | Covers, transparent, lockable, HxWxD=750x375x150mm | 405.43 | 1
138537 | D250-CI48-RAL7032-DVZ | Covers, RAL7032, lockable, HxWxD=750x375x200mm | 512.4101 | 1
2310 | D2-CI | Gasket D.-CI, Width = 187,5mm | 3.0067 | 1
2311 | D3-CI | Gasket D.-CI, Width = 250mm | 3.7885 | 1
2312 | D4-CI | Gasket D.-CI, Width = 275mm | 4.8108 | 1
169084 | DA1-12011FB-A20C | Frequency invertor 1x230/3x230VAC, 2,2kW, 10,5A, IP20, Brake chopper, RFI filter, PCB protection | 1346.7142 | 1
169351 | DA1-12011FB-B66C | Frequency invertor 1x230/3x230VAC, 2,2kW, 10,5A, IP66, Brake chopper, RFI filter, OLED, PCB | 1829.18 | 1
169352 | DA1-12011FB-B6SC | Frequency invertor 1x230/3x230VAC, 2,2kW, 10,5A, IP66, local control, Brake chopper, RFI, OLED, PCB | 2009.8311 | 1
169078 | DA1-124D3FB-A20C | Frequency invertor 1x230/3x230VAC, 0,75kW, 4,3A, IP20, Brake chopper, RFI filter, PCB protection | 1187.4818 | 1
169347 | DA1-124D3FB-B66C | Frequency invertor 1x230/3x230VAC, 0,75kW, 4,3A, IP66, Brake chopper, RFI filter, OLED, PCB | 1661.5052 | 1
169348 | DA1-124D3FB-B6SC | Frequency invertor 1x230/3x230VAC, 0,75kW, 4,3A, IP66, local control, Brake chopper, RFI, OLED, PCB | 1831.4469 | 1
169081 | DA1-127D0FB-A20C | Frequency invertor 1x230/3x230VAC, 1,5kW, 7A, IP20, Brake chopper, RFI filter, PCB protection | 1245.4058 | 1
169349 | DA1-127D0FB-B66C | Frequency invertor 1x230/3x230VAC, 1,5kW, 7A, IP66, Brake chopper, RFI filter, OLED, PCB | 1745.3817 | 1
169350 | DA1-127D0FB-B6SC | Frequency invertor 1x230/3x230VAC, 1,5kW, 7A, IP66, local control, Brake chopper, RFI, OLED, PCB | 1927.518 | 1
169093 | DA1-32011FB-A20C | Frequency invertor 3x230/3x230VAC, 2,2kW, 10,5A, IP20, Brake chopper, RFI filter, PCB protection | 1665.3355 | 1
169357 | DA1-32011FB-B66C | Frequency invertor 3x230/3x230VAC, 2,2kW, 10,5A, IP66, Brake chopper, RFI filter, OLED, PCB | 2164.5297 | 1
169358 | DA1-32011FB-B6SC | Frequency invertor 3x230/3x230VAC, 2,2kW, 10,5A, IP66, local control, Brake chopper, RFI, OLED, PCB | 2332.2045 | 1
169096 | DA1-32018FB-A20C | Frequency invertor 3x230/3x230VAC, 4kW, 18A, IP20, Brake chopper, RFI filter, PCB protection | 2642.7743 | 1
169359 | DA1-32018FB-B66C | Frequency invertor 3x230/3x230VAC, 4kW, 18A, IP66, Brake chopper, RFI filter, OLED, PCB | 3361.1573 | 1
169360 | DA1-32018FB-B6SC | Frequency invertor 3x230/3x230VAC, 4kW, 18A, IP66, local control, Brake chopper, RFI, OLED, PCB | 3539.4633 | 1
169099 | DA1-32024FB-A20C | Frequency invertor 3x230/3x230VAC, 5,5kW, 24A, IP20, Brake chopper, RFI filter, PCB protection | 2888.9319 | 1
169361 | DA1-32024FB-B55C | Frequency invertor 3x230/3x230VAC, 5,5kW, 24A, IP55, Brake chopper, RFI filter, PCB protection, OLED | 4777.0521 | 1
169362 | DA1-32030FB-B55C | Frequency invertor 3x230/3x230VAC, 7,5kW, 39A, IP55, Brake chopper, RFI filter, PCB protection, OLED | 5374.1934 | 1
169363 | DA1-32046FB-B55C | Frequency invertor 3x230/3x230VAC, 11kW, 46A, IP55, Brake chopper, RFI filter, PCB protection, OLED | 5868.6192 | 1
169364 | DA1-32061FB-B55C | Frequency invertor 3x230/3x230VAC, 15kW, 61A, IP55, Brake chopper, RFI filter, PCB protection, OLED | 7050.0037 | 1
169365 | DA1-32072FB-B55C | Frequency invertor 3x230/3x230VAC, 18,5kW, 72A, IP55, Brake chopper, RFI filter, PCB prot., OLED | 7812.162 | 1
169367 | DA1-32090FB-B55C | Frequency invertor 3x230/3x230VAC, 22kW, 90A, IP55, Brake chopper, RFI filter, PCB protection, OLED | 9895.3166 | 1
169369 | DA1-32110FB-B55C | Frequency invertor 3x230/3x230VAC, 30kW, 110A, IP55, Brake chopper, RFI filter, PCB protection, OLED | 11601.4569 | 1
169371 | DA1-32150FB-B55C | Frequency invertor 3x230/3x230VAC, 45kW, 150A, IP55, Brake chopper, RFI filter, PCB protection, OLED | 15013.5811 | 1
169373 | DA1-32180FB-B55C | Frequency invertor 3x230/3x230VAC, 55kW, 180A, IP55, Brake chopper, RFI filter, PCB protection, OLED | 16546.4965 | 1
169375 | DA1-32202FB-B55C | Frequency invertor 3x230/3x230VAC, 55kW, 202A, IP55, Brake chopper, RFI filter, PCB protection, OLED | 20984.9158 | 1
169377 | DA1-32248FB-B55C | Frequency invertor 3x230/3x230VAC, 75kW, 248A, IP55, Brake chopper, RFI filter, PCB protection, OLED | 24738.3306 | 1
169087 | DA1-324D3FB-A20C | Frequency invertor 3x230/3x230VAC, 0,75kW, 4,3A, IP20, Brake chopper, RFI filter, PCB protection | 1332.2528 | 1
169353 | DA1-324D3FB-B66C | Frequency invertor 3x230/3x230VAC, 0,75kW, 4,3A, IP66, Brake chopper, RFI filter, OLED, PCB | 1813.9368 | 1
169354 | DA1-324D3FB-B6SC | Frequency invertor 3x230/3x230VAC, 0,75kW, 4,3A, IP66, local control, Brake chopper, RFI, OLED, PCB | 1982.3934 | 1
169090 | DA1-327D0FB-A20C | Frequency invertor 3x230/3x230VAC, 1,5kW, 7A, IP20, Brake chopper, RFI filter, PCB protection | 1382.907 | 1
169355 | DA1-327D0FB-B66C | Frequency invertor 3x230/3x230VAC, 1,5kW, 7A, IP66, Brake chopper, RFI filter, OLED, PCB | 1966.3685 | 1
169356 | DA1-327D0FB-B6SC | Frequency invertor 3x230/3x230VAC, 1,5kW, 7A, IP66, local control, Brake chopper, RFI, OLED, PCB | 2167.5783 | 1
169057 | DA1-34014FB-A20C | Frequency invertor 3x400/3x400VAC, 5,5kW, 14A, IP20, Brake chopper, RFI filter, PCB protection | 2353.1541 | 1
169386 | DA1-34014FB-B66C | Frequency invertor 3x400/3x400VAC, 5,5kW, 14A, IP66, Brake chopper, RFI filter, OLED, PCB | 3237.6486 | 1
169387 | DA1-34014FB-B6SC | Frequency invertor 3x400/3x400VAC, 5,5kW, 14A, IP66, local control, Brake chopper, RFI, OLED, PCB | 3406.8868 | 1
169060 | DA1-34018FB-A20C | Frequency invertor 3x400/3x400VAC, 7,5kW, 18A, IP20, Brake chopper, RFI filter, PCB protection | 2642.7743 | 1
169388 | DA1-34018FB-B66C | Frequency invertor 3x400/3x400VAC, 7,5kW, 18A, IP66, Brake chopper, RFI filter, OLED, PCB | 3539.4633 | 1
169389 | DA1-34018FB-B6SC | Frequency invertor 3x400/3x400VAC, 7,5kW, 18A, IP66, local control, Brake chopper, RFI, OLED, PCB | 3734.5758 | 1
169063 | DA1-34024FB-A20C | Frequency invertor 3x400/3x400VAC, 11kW, 24A, IP20, Brake chopper, RFI filter, PCB protection | 2888.9319 | 1
169390 | DA1-34024FB-B55C | Frequency invertor 3x400/3x400VAC, 11kW, 24A, IP55, Brake chopper, RFI filter, PCB protection, OLED | 4094.6273 | 1
197493 | DA1-34030FB-B20C |  | 4299.3547 | 1
169391 | DA1-34030FB-B55C | Frequency invertor 3x400/3x400VAC, 15kW, 30A, IP55, Brake chopper, RFI filter, PCB protection, OLED | 4777.0521 | 1
197494 | DA1-34039FB-B20C |  | 4836.774 | 1
169392 | DA1-34039FB-B55C | Frequency invertor 3x400/3x400VAC, 18,5kW, 39A, IP55, Brake chopper, RFI filter, PCB prot., OLED | 5374.1934 | 1
197495 | DA1-34046FB-B20C |  | 5281.7963 | 1
169393 | DA1-34046FB-B55C | Frequency invertor 3x400/3x400VAC, 22kW, 46A, IP55, Brake chopper, RFI filter, PCB protection, OLED | 5868.6192 | 1
197496 | DA1-34061FB-B20C |  | 6344.9877 | 1
169394 | DA1-34061FB-B55C | Frequency invertor 3x400/3x400VAC, 30kW, 61A, IP55, Brake chopper, RFI filter, PCB protection, OLED | 7050.0037 | 1
197497 | DA1-34072FB-B20C |  | 7030.9302 | 1
169395 | DA1-34072FB-B55C | Frequency invertor 3x400/3x400VAC, 37kW, 72A, IP55, Brake chopper, RFI filter, PCB protection, OLED | 7812.162 | 1
169397 | DA1-34090FB-B55C | Frequency invertor 3x400/3x400VAC, 45kW, 90A, IP55, Brake chopper, RFI filter, PCB protection, OLED | 9895.3166 | 1
169399 | DA1-34110FB-B55C | Frequency invertor 3x400/3x400VAC, 55kW, 110A, IP55, Brake chopper, RFI filter, PCB protection, OLED | 11601.4569 | 1
169401 | DA1-34150FB-B55C | Frequency invertor 3x400/3x400VAC, 75kW, 150A, IP55, Brake chopper, RFI filter, PCB protection, OLED | 15013.5811 | 1
169403 | DA1-34180FB-B55C | Frequency invertor 3x400/3x400VAC, 90kW, 180A, IP55, Brake chopper, RFI filter, PCB protection, OLED | 16546.4965 | 1
169405 | DA1-34202FB-B55C | Frequency invertor 3x400/3x400VAC, 110kW, 202A, IP55, Brake chopper, RFI filter, PCB protect, OLED | 20984.9158 | 1
169407 | DA1-34240FB-B55C | Frequency invertor 3x400/3x400VAC, 132kW, 240A, IP55, Brake chopper, RFI filter, PCB protect, OLED | 24738.3306 | 1
169117 | DA1-342D2FB-A20C | Frequency invertor 3x400/3x400VAC, 0,75kW, 2,2A, IP20, Brake chopper, RFI filter, PCB protection | 1238.136 | 1
169378 | DA1-342D2FB-B66C | Frequency invertor 3x400/3x400VAC, 0,75kW, 2,2A, IP66, Brake chopper, RFI filter, OLED, PCB | 1714.8953 | 1
169379 | DA1-342D2FB-B6SC | Frequency invertor 3x400/3x400VAC, 0,75kW, 2,2A, IP66, local control, Brake chopper, RFI, OLED, PCB | 1893.2013 | 1
169217 | DA1-34302FB-B55C | Frequency invertor 3x400/3x400VAC, 160kW, 302A, IP55, Brake chopper, RFI filter, PCB protect, OLED | 29515.3827 | 1
169219 | DA1-34370FB-B20C | Frequency invertor 3x400/3x400VAC, 200kW, 370A, IP20, Brake chopper, RFI filter, PCB protect, OLED | 52970.0042 | 1
169221 | DA1-34450FB-B20C | Frequency invertor 3x400/3x400VAC, 250kW, 450A, IP20, Brake chopper, RFI filter, PCB protect, OLED | 53732.1626 | 1
169120 | DA1-344D1FB-A20C | Frequency invertor 3x400/3x400VAC, 1,5kW, 4,1A, IP20, Brake chopper, RFI filter, PCB protection | 1332.2528 | 1
169380 | DA1-344D1FB-B66C | Frequency invertor 3x400/3x400VAC, 1,5kW, 4,1A, IP66, Brake chopper, RFI filter, OLED, PCB | 1867.327 | 1
169381 | DA1-344D1FB-B6SC | Frequency invertor 3x400/3x400VAC, 1,5kW, 4,1A, IP66, local control, Brake chopper, RFI, OLED, PCB | 2037.2688 | 1
169051 | DA1-345D8FB-A20C | Frequency invertor 3x400/3x400VAC, 2,2kW, 5,8A, IP20, Brake chopper, RFI filter, PCB protection | 1382.907 | 1
169382 | DA1-345D8FB-B66C | Frequency invertor 3x400/3x400VAC, 2,2kW, 5,8A, IP66, Brake chopper, RFI filter, OLED, PCB | 2019.7587 | 1
169383 | DA1-345D8FB-B6SC | Frequency invertor 3x400/3x400VAC, 2,2kW, 5,8A, IP66, local control, Brake chopper, RFI, OLED, PCB | 2181.3362 | 1
169054 | DA1-349D5FB-A20C | Frequency invertor 3x400/3x400VAC, 4kW, 9,5A, IP20, Brake chopper, RFI filter, PCB protection | 1665.3355 | 1
169384 | DA1-349D5FB-B66C | Frequency invertor 3x400/3x400VAC, 4kW, 9,5A, IP66, Brake chopper, RFI filter, OLED, PCB | 2164.5297 | 1
169385 | DA1-349D5FB-B6SC | Frequency invertor 3x400/3x400VAC, 4kW, 9,5A, IP66, local control, Brake chopper, RFI, OLED, PCB | 2332.2045 | 1
177039 | DA1-35012NB-A20C | Frequency invertor 3x575/3x575VAC, 7.5kW, 12A, IP20, Brake chopper, PCB protection | 3056.294 | 1
176989 | DA1-35012NB-B66C | Frequency invertor 3x575/3x575VAC, 7.5kW, 12A, IP66, Brake chopper, PCB protection | 3963.2233 | 1
177017 | DA1-35012NB-B6SC | Frequency invertor 3x575/3x575VAC, 7.5kW, 12A, IP66, local control, Brake chopper, PCB protection | 4077.5862 | 1
177040 | DA1-35017NB-A20C | Frequency invertor 3x575/3x575VAC, 11kW, 17A, IP20, Brake chopper, PCB protection | 3338.2535 | 1
176990 | DA1-35017NB-B66C | Frequency invertor 3x575/3x575VAC, 11kW, 17A, IP66, Brake chopper, PCB protection | 4191.8708 | 1
177018 | DA1-35017NB-B6SC | Frequency invertor 3x575/3x575VAC, 11kW, 17A, IP66, local control, Brake chopper, PCB protection | 4451.0047 | 1
177041 | DA1-35022NB-A20C | Frequency invertor 3x575/3x575VAC, 15kW, 22A, IP20, Brake chopper, PCB protection | 3574.5617 | 1
176965 | DA1-35022NB-B55C | Frequency invertor 3x575/3x575VAC, 15kW, 22A, IP55, Brake chopper, PCB protection, OLED | 4685.0459 | 1
176966 | DA1-35028NB-B55C | Frequency invertor 3x575/3x575VAC, 18.5kW, 28A, IP55, Brake chopper, PCB protection, OLED | 5465.8869 | 1
176967 | DA1-35034NB-B55C | Frequency invertor 3x575/3x575VAC, 22kW, 34A, IP55, Brake chopper, PCB protection, OLED | 6095.7814 | 1
176968 | DA1-35043NB-B55C | Frequency invertor 3x575/3x575VAC, 30kW, 43A, IP55, Brake chopper, PCB protection, OLED | 6656.6518 | 1
176969 | DA1-35054NB-B55C | Frequency invertor 3x575/3x575VAC, 37kW, 54A, IP55, Brake chopper, PCB protection, OLED | 7929.7298 | 1
176970 | DA1-35065NB-B55C | Frequency invertor 3x575/3x575VAC, 45kW, 65A, IP55, Brake chopper, PCB protection, OLED | 8787.0211 | 1
176971 | DA1-35078NB-B55C | Frequency invertor 3x575/3x575VAC, 55kW, 78A, IP55, Brake chopper, PCB protection, OLED | 13789.0468 | 1
176972 | DA1-35105NB-B55C | Frequency invertor 3x575/3x575VAC, 75kW, 105A, IP55, Brake chopper, PCB protection, OLED | 15971.1647 | 1
176973 | DA1-35130NB-B55C | Frequency invertor 3x575/3x575VAC, 90kW, 130A, IP55, Brake chopper, PCB protection, OLED | 16931.875 | 1
176974 | DA1-35150NB-B55C | Frequency invertor 3x575/3x575VAC, 110kW, 150A, IP55, Brake chopper, PCB protection, OLED | 18660.5283 | 1
177034 | DA1-352D1NB-A20C | Frequency invertor 3x575/3x575VAC, 0.75kW, 2.1A, IP20, Brake chopper, PCB protection | 1432.8577 | 1
176984 | DA1-352D1NB-B66C | Frequency invertor 3x575/3x575VAC, 0.75kW, 2.1A, IP66, Brake chopper, PCB protection | 2095.9745 | 1
177012 | DA1-352D1NB-B6SC | Frequency invertor 3x575/3x575VAC, 0.75kW, 2.1A, IP66, local control, Brake chopper, PCB protection | 2438.9067 | 1
177035 | DA1-353D1NB-A20C | Frequency invertor 3x575/3x575VAC, 1.5kW, 3.1A, IP20, Brake chopper, PCB protection | 1547.2205 | 1
176985 | DA1-353D1NB-B66C | Frequency invertor 3x575/3x575VAC, 1.5kW, 3.1A, IP66, Brake chopper, PCB protection | 2278.8925 | 1
177013 | DA1-353D1NB-B6SC | Frequency invertor 3x575/3x575VAC, 1.5kW, 3.1A, IP66, local control, Brake chopper, PCB protection | 2621.8247 | 1
177036 | DA1-354D1NB-A20C | Frequency invertor 3x575/3x575VAC, 2.2kW, 4.1A, IP20, Brake chopper, PCB protection | 1592.95 | 1
176986 | DA1-354D1NB-B66C | Frequency invertor 3x575/3x575VAC, 2.2kW, 4.1A, IP66, Brake chopper, PCB protection | 2461.8105 | 1
177014 | DA1-354D1NB-B6SC | Frequency invertor 3x575/3x575VAC, 2.2kW, 4.1A, IP66, local control, Brake chopper, PCB protection | 2789.4995 | 1
177037 | DA1-356D5NB-A20C | Frequency invertor 3x575/3x575VAC, 4kW, 6.5A, IP20, Brake chopper, PCB protection | 1928.2997 | 1
176987 | DA1-356D5NB-B66C | Frequency invertor 3x575/3x575VAC, 4kW, 6.5A, IP66, Brake chopper, PCB protection | 2644.7285 | 1
177015 | DA1-356D5NB-B6SC | Frequency invertor 3x575/3x575VAC, 4kW, 6.5A, IP66, local control, Brake chopper, PCB protection | 2972.4175 | 1
177038 | DA1-359D0NB-A20C | Frequency invertor 3x575/3x575VAC, 5.5kW, 9A, IP20, Brake chopper, PCB protection | 2012.098 | 1
176988 | DA1-359D0NB-B66C | Frequency invertor 3x575/3x575VAC, 5.5kW, 9A, IP66, Brake chopper, PCB protection | 2972.4175 | 1
177016 | DA1-359D0NB-B6SC | Frequency invertor 3x575/3x575VAC, 5.5kW, 9A, IP66, local control, Brake chopper, PCB protection | 3231.5513 | 1
79219 | DA412 | Grommet/cable gland for pressure compensation IP66, PG29 | 14.8533 | 1
107225 | DAV-M40 | Grommet/cable gland for pressure compensation IP66, M40 | 16.9581 | 2
185815 | DC1-12011FB-A20CE1 |  | 751.2927 | #N/A
185816 | DC1-12011FB-A66CE1 | Frequency invertor 1x230/3x230VAC; 2,2kW; 10,5A; IP66, Brake chopper, RFI filter, PCB protection | 1288.0867 | #N/A
185817 | DC1-12011FB-A6SCE1 | Frequency invertor 1x230/3x230VAC; 2,2kW; 10,5A; IP66, local con, Brake chop, RFI filter, PCB prot | 1638.6795 | #N/A
185797 | DC1-12011NB-A20CE1 | Frequency invertor 1x230/3x230VAC; 2,2kW; 10,5A; IP20, Brake chopper, PCB protection | 706.5012 | #N/A
185798 | DC1-12011NB-A66CE1 | Frequency invertor 1x230/3x230VAC; 2,2kW; 10,5A; IP66, Brake chopper, PCB protection | 1238.5268 | #N/A
185799 | DC1-12011NB-A6SCE1 | Frequency invertor 1x230/3x230VAC; 2,2kW; 10,5A; IP66, local control, Brake chopper, PCB protection | 1589.1197 | #N/A
185800 | DC1-12015NB-A20CE1 | Frequency invertor 1x230/3x230VAC; 4kW; 15A; IP20, Brake chopper, PCB protection | 1251.8939 | #N/A
185801 | DC1-12015NB-A66CE1 | Frequency invertor 1x230/3x230VAC; 4kW; 15A; IP66, Brake chopper, PCB protection | 1951.1253 | #N/A
185802 | DC1-12015NB-A6SCE1 | Frequency invertor 1x230/3x230VAC; 4kW; 15A; IP66, local control, Brake chopper, PCB protection | 2614.2422 | #N/A
185803 | DC1-122D3FN-A20CE1 | Frequency invertor 1x230/3x230VAC; 0,37kW; 2,3A; IP20, RFI filter, PCB protection | 389.756 | #N/A
185804 | DC1-122D3FN-A66CE1 | Frequency invertor 1x230/3x230VAC; 0,37kW; 2,3A; IP66, RFI filter, PCB protection | 701.1857 | #N/A
185805 | DC1-122D3FN-A6SCE1 | Frequency invertor 1x230/3x230VAC; 0,37kW; 2,3A; IP66, local control, RFI filter, PCB protection | 990.8058 | #N/A
185785 | DC1-122D3NN-A20CE1 | Frequency invertor 1x230/3x230VAC; 0,37kW; 2,3A; IP20, PCB protection | 372.5586 | #N/A
185786 | DC1-122D3NN-A66CE1 | Frequency invertor 1x230/3x230VAC; 0,37kW; 2,3A; IP66, PCB protection | 682.1122 | #N/A
185787 | DC1-122D3NN-A6SCE1 | Frequency invertor 1x230/3x230VAC; 0,37kW; 2,3A; IP66, local control, PCB protection | 971.7323 | #N/A
185806 | DC1-124D3FN-A20CE1 |  | 461.9852 | #N/A
185807 | DC1-124D3FN-A66CE1 | Frequency invertor 1x230/3x230VAC; 0,75kW; 4,3A; IP66, RFI filter, PCB protection | 800.3053 | #N/A
185808 | DC1-124D3FN-A6SCE1 | Frequency invertor 1x230/3x230VAC; 0,75kW; 4,3A; IP66, local control, RFI filter, PCB protection | 1112.7512 | #N/A
185788 | DC1-124D3NN-A20CE1 | Frequency invertor 1x230/3x230VAC; 0,75kW; 4,3A; IP20, PCB protection | 444.866 | #N/A
185789 | DC1-124D3NN-A66CE1 | Frequency invertor 1x230/3x230VAC; 0,75kW; 4,3A; IP66, PCB protection | 781.2318 | #N/A
185790 | DC1-124D3NN-A6SCE1 | Frequency invertor 1x230/3x230VAC; 0,75kW; 4,3A; IP66, local control, PCB protection | 1093.6777 | #N/A
185812 | DC1-127D0FB-A20CE1 | Frequency invertor 1x230/3x230VAC; 1,5kW; 7A; IP20, Brake chopper, RFI filter, PCB protection | 721.7444 | #N/A
185813 | DC1-127D0FB-A66CE1 | Frequency invertor 1x230/3x230VAC; 1,5kW; 7A; IP66, Brake chopper, RFI filter, PCB protection | 1158.4807 | #N/A
185814 | DC1-127D0FB-A6SCE1 | Frequency invertor 1x230/3x230VAC; 1,5kW; 7A; IP66, local con, Brake chop, RFI filter, PCB prot | 1524.3167 | #N/A
185809 | DC1-127D0FN-A20CE1 |  | 570.4853 | #N/A
185810 | DC1-127D0FN-A66CE1 | Frequency invertor 1x230/3x230VAC; 1,5kW; 7A; IP66, RFI filter, PCB protection | 983.2233 | #N/A
185811 | DC1-127D0FN-A6SCE1 | Frequency invertor 1x230/3x230VAC; 1,5kW; 7A; IP66, local control, RFI filter, PCB protection | 1463.344 | #N/A
185794 | DC1-127D0NB-A20CE1 | Frequency invertor 1x230/3x230VAC; 1,5kW; 7A; IP20, Brake chopper, PCB protection | 677.0311 | #N/A
185795 | DC1-127D0NB-A66CE1 | Frequency invertor 1x230/3x230VAC; 1,5kW; 7A; IP66, Brake chopper, PCB protection | 1116.5815 | #N/A
185796 | DC1-127D0NB-A6SCE1 | Frequency invertor 1x230/3x230VAC; 1,5kW; 7A; IP66, local control, Brake chopper, PCB protection | 1482.4175 | #N/A
185791 | DC1-127D0NN-A20CE1 | Frequency invertor 1x230/3x230VAC; 1,5kW; 7A; IP20, PCB protection | 553.2879 | #N/A
185792 | DC1-127D0NN-A66CE1 | Frequency invertor 1x230/3x230VAC; 1,5kW; 7A; IP66, PCB protection | 964.1498 | #N/A
185793 | DC1-127D0NN-A6SCE1 | Frequency invertor 1x230/3x230VAC; 1,5kW; 7A; IP66, local control, PCB protection | 1249.9397 | #N/A
185765 | DC1-1D2D3NN-A20CE1 | Frequency invertor 1x115/3x230VAC; 0,37kW; 2,3A; IP20, PCB protection | 533.0418 | #N/A
185766 | DC1-1D2D3NN-A66CE1 | Frequency invertor 1x115/3x230VAC; 0,37kW; 2,3A; IP66, PCB protection | 819.3007 | #N/A
185767 | DC1-1D2D3NN-A6SCE1 | Frequency invertor 1x115/3x230VAC; 0,37kW; 2,3A; IP66, local control, PCB protection | 1025.1225 | #N/A
185768 | DC1-1D4D3NN-A20CE1 | Frequency invertor 1x115/3x230VAC; 0,75kW; 4,3A; IP20, PCB protection | 622.5466 | #N/A
185769 | DC1-1D4D3NN-A66CE1 | Frequency invertor 1x115/3x230VAC; 0,75kW; 4,3A; IP66, PCB protection | 895.5165 | #N/A
185770 | DC1-1D4D3NN-A6SCE1 | Frequency invertor 1x115/3x230VAC; 0,75kW; 4,3A; IP66, local control, PCB protection | 1116.5815 | #N/A
185771 | DC1-1D5D8NB-A20CE1 | Frequency invertor 1x115/3x230VAC; 1,1kW; 5,8A; IP20, Brake chopper, PCB protection | 911.385 | #N/A
185772 | DC1-1D5D8NB-A66CE1 | Frequency invertor 1x115/3x230VAC; 1,1kW; 5,8A; IP66, Brake chopper, PCB protection | 1299.4995 | #N/A
185773 | DC1-1D5D8NB-A6SCE1 | Frequency invertor 1x115/3x230VAC; 1,1kW; 5,8A; IP66, local control, Brake chopper, PCB protection | 1368.0547 | #N/A
185839 | DC1-32011FB-A20CE1 | Frequency invertor 3x230/3x230VAC; 2,2kW; 10,5A; IP20, Brake chopper, RFI filter, PCB protection | 797.4912 | #N/A
185840 | DC1-32011FB-A66CE1 | Frequency invertor 3x230/3x230VAC; 2,2kW; 10,5A; IP66, Brake chopper, RFI filter, PCB protection | 1288.0867 | #N/A
185841 | DC1-32011FB-A6SCE1 | Frequency invertor 3x230/3x230VAC; 2,2kW; 10,5A; IP66, local con, Brake chop, RFI filter, PCB prot | 1471.0047 | #N/A
185830 | DC1-32011NB-A20CE1 | Frequency invertor 3x230/3x230VAC; 2,2kW; 10,5A; IP20, Brake chopper, PCB protection | 780.2938 | #N/A
185831 | DC1-32011NB-A66CE1 | Frequency invertor 3x230/3x230VAC; 2,2kW; 10,5A; IP66, Brake chopper, PCB protection | 1269.0132 | #N/A
185832 | DC1-32011NB-A6SCE1 | Frequency invertor 3x230/3x230VAC; 2,2kW; 10,5A; IP66, local control, Brake chopper, PCB protection | 1459.5137 | #N/A
185842 | DC1-32018FB-A20CE1 | Frequency invertor 3x230/3x230VAC; 4kW; 18A; IP20, Brake chopper, RFI filter, PCB protection | 1458.5756 | #N/A
185843 | DC1-32018FB-A66CE1 | Frequency invertor 3x230/3x230VAC; 4kW; 18A; IP66, Brake chopper, RFI filter, PCB protection | 1989.2723 | #N/A
185720 | DC1-32018FB-A6SCE1 | Frequency invertor 3x230/3x230VAC; 4kW; 18A; IP66, local con, Brake chop, RFI filter, PCB prot | 2614.2422 | #N/A
185833 | DC1-32018NB-A20CE1 | Frequency invertor 3x230/3x230VAC; 4kW; 18A; IP20, Brake chopper, PCB protection | 1416.1293 | #N/A
185834 | DC1-32018NB-A66CE1 | Frequency invertor 3x230/3x230VAC; 4kW; 18A; IP66, Brake chopper, PCB protection | 1939.7125 | #N/A
185835 | DC1-32018NB-A6SCE1 | Frequency invertor 3x230/3x230VAC; 4kW; 18A; IP66, local control, Brake chopper, PCB protection | 2572.2648 | #N/A
185774 | DC1-32024FB-A20CE1 | Frequency invertor 3x230/3x230VAC; 5.5kW; 24A; IP20, Brake chopper, RFI filter, PCB protection | 2077.2919 | #N/A
185777 | DC1-32024NB-A20CE1 | Frequency invertor 3x230/3x230VAC; 5.5kW; 24A; IP20, Brake chopper, PCB protection | 2012.0198 | #N/A
185775 | DC1-32030FB-A20CE1 | Frequency invertor 3x230/3x230VAC; 7.5kW; 30A; IP20, Brake chopper, RFI filter, PCB protection | 3345.1325 | #N/A
185778 | DC1-32030NB-A20CE1 | Frequency invertor 3x230/3x230VAC; 7.5kW; 30A; IP20, Brake chopper, PCB protection | 3258.2073 | #N/A
185776 | DC1-32046FB-A20CE1 | Frequency invertor 3x230/3x230VAC; 11kW; 46A; IP20, Brake chopper, RFI filter, PCB protection | 3902.6415 | #N/A
185779 | DC1-32046NB-A20CE1 | Frequency invertor 3x230/3x230VAC; 11kW; 46A; IP20, Brake chopper, PCB protection | 3815.7164 | #N/A
185818 | DC1-322D3NN-A20CE1 | Frequency invertor 3x230/3x230VAC; 0,37kW; 2,3A; IP20, PCB protection | 405.8591 | #N/A
185819 | DC1-322D3NN-A66CE1 | Frequency invertor 3x230/3x230VAC; 0,37kW; 2,3A; IP66, PCB protection | 724.0895 | #N/A
185820 | DC1-322D3NN-A6SCE1 | Frequency invertor 3x230/3x230VAC; 0,37kW; 2,3A; IP66, local control, PCB protection | 1013.7097 | #N/A
185821 | DC1-324D3NN-A20CE1 | Frequency invertor 3x230/3x230VAC; 0,75kW; 4,3A; IP20, PCB protection | 474.5706 | #N/A
185822 | DC1-324D3NN-A66CE1 | Frequency invertor 3x230/3x230VAC; 0,75kW; 4,3A; IP66, PCB protection | 823.131 | #N/A
185823 | DC1-324D3NN-A6SCE1 | Frequency invertor 3x230/3x230VAC; 0,75kW; 4,3A; IP66, local control, PCB protection | 1135.655 | #N/A
185836 | DC1-327D0FB-A20CE1 | Frequency invertor 3x230/3x230VAC; 1,5kW; 7A; IP20, Brake chopper, RFI filter, PCB protection | 758.6407 | #N/A
185837 | DC1-327D0FB-A66CE1 | Frequency invertor 3x230/3x230VAC; 1,5kW; 7A; IP66, Brake chopper, RFI filter, PCB protection | 1211.8708 | #N/A
185838 | DC1-327D0FB-A6SCE1 | Frequency invertor 3x230/3x230VAC; 1,5kW; 7A; IP66, local con, Brake chop, RFI filter, PCB prot | 1387.1282 | #N/A
185827 | DC1-327D0NB-A20CE1 | Frequency invertor 3x230/3x230VAC; 1,5kW; 7A; IP20, Brake chopper, PCB protection | 741.4433 | #N/A
185828 | DC1-327D0NB-A66CE1 | Frequency invertor 3x230/3x230VAC; 1,5kW; 7A; IP66, Brake chopper, PCB protection | 1192.7973 | #N/A
185829 | DC1-327D0NB-A6SCE1 | Frequency invertor 3x230/3x230VAC; 1,5kW; 7A; IP66, local control, Brake chopper, PCB protection | 1375.7153 | #N/A
185824 | DC1-327D0NN-A20CE1 | Frequency invertor 3x230/3x230VAC; 1,5kW; 7A; IP20, PCB protection | 584.6341 | #N/A
185825 | DC1-327D0NN-A66CE1 | Frequency invertor 3x230/3x230VAC; 1,5kW; 7A; IP66, PCB protection | 1013.7097 | #N/A
185826 | DC1-327D0NN-A6SCE1 | Frequency invertor 3x230/3x230VAC; 1,5kW; 7A; IP66, local control, PCB protection | 1288.0867 | #N/A
185758 | DC1-34014FB-A20CE1 |  | 1380.5619 | #N/A
185759 | DC1-34014FB-A66CE1 | Frequency invertor 3x400/3x400VAC; 5,5kW; 14A; IP66, Brake chopper, RFI filter, PCB protection | 2530.3657 | #N/A
185760 | DC1-34014FB-A6SCE1 | Frequency invertor 3x400/3x400VAC; 5,5kW; 14A; IP66, local con, Brake chop, RFI filter, PCB prot | 2919.1055 | #N/A
185736 | DC1-34014NB-A20CE1 | Frequency invertor 3x400/3x400VAC; 5,5kW; 14A; IP20, Brake chopper, PCB protection | 1315.2899 | #N/A
185737 | DC1-34014NB-A66CE1 | Frequency invertor 3x400/3x400VAC; 5,5kW; 14A; IP66, Brake chopper, PCB protection | 2457.9802 | #N/A
185738 | DC1-34014NB-A6SCE1 | Frequency invertor 3x400/3x400VAC; 5,5kW; 14A; IP66, local control, Brake chopper, PCB protection | 2846.6418 | #N/A
185761 | DC1-34018FB-A20CE1 |  | 1634.2238 | #N/A
185762 | DC1-34018FB-A66CE1 | Frequency invertor 3x400/3x400VAC; 7,5kW; 18A; IP66, Brake chopper, RFI filter, PCB protection | 2873.376 | #N/A
185763 | DC1-34018FB-A6SCE1 | Frequency invertor 3x400/3x400VAC; 7,5kW; 18A; IP66, local con, Brake chop, RFI filter, PCB prot | 3307.7672 | #N/A
185739 | DC1-34018NB-A20CE1 | Frequency invertor 3x400/3x400VAC; 7,5kW; 18A; IP20, Brake chopper, PCB protection | 1568.9518 | #N/A
185740 | DC1-34018NB-A66CE1 | Frequency invertor 3x400/3x400VAC; 7,5kW; 18A; IP66, Brake chopper, PCB protection | 2800.9123 | #N/A
185741 | DC1-34018NB-A6SCE1 | Frequency invertor 3x400/3x400VAC; 7,5kW; 18A; IP66, local control, Brake chopper, PCB protection | 3235.3817 | #N/A
185764 | DC1-34024FB-A20CE1 |  | 2077.37 | #N/A
185742 | DC1-34024NB-A20CE1 | Frequency invertor 3x400/3x400VAC; 11kW; 24A; IP20, Brake chopper, PCB protection | 2012.0198 | #N/A
185780 | DC1-34030FB-A20CE1 |  | 3345.1325 | #N/A
185783 | DC1-34030NB-A20CE1 | Frequency invertor 3x400/3x400VAC; 15kW; 30A; IP20, Brake chopper, PCB protection | 3258.2073 | #N/A
185781 | DC1-34039FB-A20CE1 | Frequency invertor 3x400/3x400VAC; 18.5kW; 39A; IP20, Brake chopper, RFI filter, PCB protection | 3598.5599 | #N/A
185784 | DC1-34039NB-A20CE1 | Frequency invertor 3x400/3x400VAC; 18.5kW; 39A; IP20, Brake chopper, PCB protection | 3511.6348 | #N/A
185782 | DC1-34046FB-A20CE1 |  | 3902.6415 | #N/A
185844 | DC1-34046NB-A20CE1 | Frequency invertor 3x400/3x400VAC; 22kW; 46A; IP20, Brake chopper, PCB protection | 3815.7164 | #N/A
185743 | DC1-342D2FN-A20CE1 | Frequency invertor 3x400/3x400VAC; 0,75kW; 2,2A; IP20, RFI filter, PCB protection | 713.302 | #N/A
185744 | DC1-342D2FN-A66CE1 | Frequency invertor 3x400/3x400VAC; 0,75kW; 2,2A; IP66, RFI filter, PCB protection | 1135.655 | #N/A
185745 | DC1-342D2FN-A6SCE1 | Frequency invertor 3x400/3x400VAC; 0,75kW; 2,2A; IP66, local control, RFI filter, PCB protection | 1318.573 | #N/A
185721 | DC1-342D2NN-A20CE1 | Frequency invertor 3x400/3x400VAC; 0,75kW; 2,2A; IP20, PCB protection | 696.1828 | #N/A
185722 | DC1-342D2NN-A66CE1 | Frequency invertor 3x400/3x400VAC; 0,75kW; 2,2A; IP66, PCB protection | 1116.5815 | #N/A
185723 | DC1-342D2NN-A6SCE1 | Frequency invertor 3x400/3x400VAC; 0,75kW; 2,2A; IP66, local control, PCB protection | 1299.4995 | #N/A
185749 | DC1-344D1FB-A20CE1 |  | 927.8007 | #N/A
185750 | DC1-344D1FB-A66CE1 | Frequency invertor 3x400/3x400VAC; 1,5kW; 4,1A; IP66, Brake chopper, RFI filter, PCB protection | 1410.032 | #N/A
185751 | DC1-344D1FB-A6SCE1 | Frequency invertor 3x400/3x400VAC; 1,5kW; 4,1A; IP66, local con, Brake chop, RFI filter, PCB prot | 1623.4363 | #N/A
185746 | DC1-344D1FN-A20CE1 |  | 759.5006 | #N/A
185747 | DC1-344D1FN-A66CE1 | Frequency invertor 3x400/3x400VAC; 1,5kW; 4,1A; IP66, RFI filter, PCB protection | 1257.6003 | #N/A
185748 | DC1-344D1FN-A6SCE1 | Frequency invertor 3x400/3x400VAC; 1,5kW; 4,1A; IP66, local control, RFI filter, PCB protection | 1448.1008 | #N/A
185727 | DC1-344D1NB-A20CE1 | Frequency invertor 3x400/3x400VAC; 1,5kW; 4,1A; IP20, Brake chopper, PCB protection | 883.0093 | #N/A
185728 | DC1-344D1NB-A66CE1 | Frequency invertor 3x400/3x400VAC; 1,5kW; 4,1A; IP66, Brake chopper, PCB protection | 1360.4722 | #N/A
185729 | DC1-344D1NB-A6SCE1 | Frequency invertor 3x400/3x400VAC; 1,5kW; 4,1A; IP66, local control, Brake chopper, PCB protection | 1573.8765 | #N/A
185724 | DC1-344D1NN-A20CE1 | Frequency invertor 3x400/3x400VAC; 1,5kW; 4,1A; IP20, PCB protection | 742.225 | #N/A
185725 | DC1-344D1NN-A66CE1 | Frequency invertor 3x400/3x400VAC; 1,5kW; 4,1A; IP66, PCB protection | 1238.5268 | #N/A
185726 | DC1-344D1NN-A6SCE1 | Frequency invertor 3x400/3x400VAC; 1,5kW; 4,1A; IP66, local control, PCB protection | 1429.0273 | #N/A
185752 | DC1-345D8FB-A20CE1 |  | 975.4845 | #N/A
185753 | DC1-345D8FB-A66CE1 | Frequency invertor 3x400/3x400VAC; 2,2kW; 5,8A; IP66, Brake chopper, RFI filter, PCB protection | 1493.8303 | #N/A
185754 | DC1-345D8FB-A6SCE1 | Frequency invertor 3x400/3x400VAC; 2,2kW; 5,8A; IP66, local con, Brake chop, RFI filter, PCB prot | 1752.9642 | #N/A
185730 | DC1-345D8NB-A20CE1 | Frequency invertor 3x400/3x400VAC; 2,2kW; 5,8A; IP20, Brake chopper, PCB protection | 930.7712 | #N/A
185731 | DC1-345D8NB-A66CE1 | Frequency invertor 3x400/3x400VAC; 2,2kW; 5,8A; IP66, Brake chopper, PCB protection | 1444.2705 | #N/A
185732 | DC1-345D8NB-A6SCE1 | Frequency invertor 3x400/3x400VAC; 2,2kW; 5,8A; IP66, local control, Brake chopper, PCB protection | 1703.4043 | #N/A
185755 | DC1-349D5FB-A20CE1 |  | 1148.7094 | #N/A
185756 | DC1-349D5FB-A66CE1 | Frequency invertor 3x400/3x400VAC; 4kW; 9,5A; IP66, Brake chopper, RFI filter, PCB protection | 1615.7757 | #N/A
185757 | DC1-349D5FB-A6SCE1 | Frequency invertor 3x400/3x400VAC; 4kW; 9,5A; IP66, local con, Brake chop, RFI filter, PCB prot | 1966.3685 | #N/A
185733 | DC1-349D5NB-A20CE1 | Frequency invertor 3x400/3x400VAC; 4kW; 9,5A; IP20, Brake chopper, PCB protection | 1104.0743 | #N/A
185734 | DC1-349D5NB-A66CE1 | Frequency invertor 3x400/3x400VAC; 4kW; 9,5A; IP66, Brake chopper, PCB protection | 1566.2158 | #N/A
185735 | DC1-349D5NB-A6SCE1 | Frequency invertor 3x400/3x400VAC; 4kW; 9,5A; IP66, local control, Brake chopper, PCB protection | 1916.8087 | #N/A
186076 | DC1-S1011NB-A20CE1 | Frequency invertor 1x115VAC; 0,5kW; 10,5A; IP20, Brake chopper, PCB protection | 907.9455 | #N/A
186077 | DC1-S1011NB-A66CE1 | Frequency invertor 1x115VAC; 0,5kW; 10,5A; IP66, Brake chopper, PCB protection | 1539.5598 | #N/A
186078 | DC1-S1011NB-A6SCE1 | Frequency invertor 1x115VAC; 0,5kW; 10,5A; IP66, local control, Brake chopper, PCB protection | 1852.0838 | #N/A
186073 | DC1-S17D0NN-A20CE1 | Frequency invertor 1x115VAC; 0,37kW; 7A; IP20, PCB protection | 653.5019 | #N/A
186074 | DC1-S17D0NN-A66CE1 | Frequency invertor 1x115VAC; 0,37kW; 7A; IP66, PCB protection | 1127.9943 | #N/A
186075 | DC1-S17D0NN-A6SCE1 | Frequency invertor 1x115VAC; 0,37kW; 7A; IP66, local control, PCB protection | 1486.2478 | #N/A
186094 | DC1-S2011FB-A20CE1 | Frequency invertor 1x230VAC; 1,1kW; 10,5A; IP20, Brake chopper, RFI filter, PCB protection | 1059.361 | #N/A
186095 | DC1-S2011FB-A66CE1 | Frequency invertor 1x230VAC; 1,1kW; 10,5A; IP66, Brake chopper, RFI filter, PCB protection | 1615.7757 | #N/A
186096 | DC1-S2011FB-A6SCE1 | Frequency invertor 1x230VAC; 1,1kW; 10,5A; IP66, local con, Brake chop, RFI filter, PCB prot | 1821.5975 | #N/A
186085 | DC1-S2011NB-A20CE1 | Frequency invertor 1x230VAC; 1,1kW; 10,5A; IP20, Brake chopper, PCB protection | 1014.4914 | #N/A
186086 | DC1-S2011NB-A66CE1 | Frequency invertor 1x230VAC; 1,1kW; 10,5A; IP66, Brake chopper, PCB protection | 1566.2158 | #N/A
186087 | DC1-S2011NB-A6SCE1 | Frequency invertor 1x230VAC; 1,1kW; 10,5A; IP66, local control, Brake chopper, PCB protection | 1772.0377 | #N/A
186088 | DC1-S24D3FN-A20CE1 | Frequency invertor 1x230VAC; 0,37kW; 4,3A; IP20, RFI filter, PCB protection | 736.0495 | #N/A
186089 | DC1-S24D3FN-A66CE1 | Frequency invertor 1x230VAC; 0,37kW; 4,3A; IP66, RFI filter, PCB protection | 1082.2648 | #N/A
186090 | DC1-S24D3FN-A6SCE1 | Frequency invertor 1x230VAC; 0,37kW; 4,3A; IP66, local control, RFI filter, PCB protection | 1211.8708 | #N/A
186079 | DC1-S24D3NN-A20CE1 | Frequency invertor 1x230VAC; 0,37kW; 4,3A; IP20, PCB protection | 718.7739 | #N/A
186080 | DC1-S24D3NN-A66CE1 | Frequency invertor 1x230VAC; 0,37kW; 4,3A; IP66, PCB protection | 1063.1913 | #N/A
186081 | DC1-S24D3NN-A6SCE1 | Frequency invertor 1x230VAC; 0,37kW; 4,3A; IP66, local control, PCB protection | 1192.7973 | #N/A
186091 | DC1-S27D0FN-A20CE1 | Frequency invertor 1x230VAC; 0,75kW; 7A; IP20, RFI filter, PCB protection | 839.234 | #N/A
186092 | DC1-S27D0FN-A66CE1 | Frequency invertor 1x230VAC; 0,75kW; 7A; IP66, RFI filter, PCB protection | 1227.114 | #N/A
186093 | DC1-S27D0FN-A6SCE1 | Frequency invertor 1x230VAC; 0,75kW; 7A; IP66, local control, RFI filter, PCB protection | 1379.5457 | #N/A
186082 | DC1-S27D0NN-A20CE1 | Frequency invertor 1x230VAC; 0,75kW; 7A; IP20, PCB protection | 821.8803 | #N/A
186083 | DC1-S27D0NN-A66CE1 | Frequency invertor 1x230VAC; 0,75kW; 7A; IP66, PCB protection | 1208.0405 | #N/A
186084 | DC1-S27D0NN-A6SCE1 | Frequency invertor 1x230VAC; 0,75kW; 7A; IP66, local control, PCB protection | 1360.4722 | #N/A
1314106 | DCM40/1 | Switch-disconnector DUCO, 40A, 3+N pol, with fixed mounted knob | 155.0616 | #N/A
1314107 | DCM40/1+CM | Switch-disconnector DUCO, 40A, 3+N pol, with C-type handle for cover mounting | 193.6443 | #N/A
1314112 | DCM40/1-SK+FM | Switch-disconnector DUCO, 40A, 3+N pol, front mounting, without knob and shaft | 157.1571 | #N/A
1314104 | DCM40/1-SK+HC | Switch-disconnector DUCO, 40A, 3+N pol, without knob and shaft, horizontal connection | 142.8789 | #N/A
1314105 | DCM40/1-SK+VC | Switch-disconnector DUCO, 40A, 3+N pol, without knob and shaft | 122.8993 | #N/A
1314110 | DCM40/4 | Switch-disconnector DUCO, 40A, 4 pol, with fixed mounted knob | 132.9866 | #N/A
1314111 | DCM40/4+CM | Switch-disconnector DUCO, 4 pol, with C-type handle for cover mounting | 187.2971 | #N/A
1314113 | DCM40/4-SK+FM | Switch-disconnector DUCO, 40A, 4 pol, front mounting, without knob and shaft | 158.9358 | #N/A
1314108 | DCM40/4-SK+HC | Switch-disconnector DUCO, 40A, 4 pol, without knob and shaft, horizontal connection | 143.3906 | #N/A
1314109 | DCM40/4-SK+VC | Switch-disconnector DUCO, 40A, 4 pol, without knob and shaft | 127.6505 | #N/A
1314004 | DCM63/1 | Switch-disconnector DUCO, 63A, 3+N pol, with fixed mounted knob | 164.1987 | #N/A
1314005 | DCM63/1+CM | Switch-disconnector DUCO, 63A, 3+N pol, with C-type handle for cover mounting | 201.758 | #N/A
1314157 | DCM63/1-SK | Switch-disconnector DUMECO, 63A, 3+N-pole, rear mounting, without knob | 157.9246 | #N/A
1314002 | DCM63/1-SK+HC | Switch-disconnector DUCO, 63A, 3+N pol, without knob and shaft, horizontal connection | 153.5997 | #N/A
1314003 | DCM63/1-SK+VC | Switch-disconnector DUCO, 63A, 3+N pol, without knob and shaft | 151.2606 | #N/A
1314006 | DCM63/4 | Switch-disconnector DUCO, 63A, 4 pol, with fixed mounted knob | 151.9551 | #N/A
1314007 | DCM63/4+CM | Switch-disconnector DUCO, 63A, 4 pol, with C-type handle for cover mounting | 198.3956 | #N/A
1314009 | DCM63/4-SK+FM | Switch-disconnector DUCO, 63A, 4 pol, front mounting, without knob and shaft | 167.756 | #N/A
1314015 | DCM63/4-SK+HC | Switch-disconnector DUCO, 63A, 4 pol, without knob and shaft, horizontal connection | 161.287 | #N/A
1314016 | DCM63/4-SK+VC | Switch-disconnector DUCO, 63A, 4 pol, without knob and shaft | 141.1003 | #N/A
180650 | DE11-121D4FN-N20N | Variable speed starter 1x230/3x230VAC; 0,25kW; 1,4A; IP20; RFI filter; CANopen | 323.077 | 1
180656 | DE11-121D4NN-N20N | Variable speed starter 1x230/3x230VAC; 0,25kW; 1,4A; IP20; CANopen | 304.6288 | 1
180651 | DE11-122D3FN-N20N | Variable speed starter 1x230/3x230VAC; 0,37kW; 2,3A; IP20; RFI filter; CANopen | 331.832 | 1
180657 | DE11-122D3NN-N20N | Variable speed starter 1x230/3x230VAC; 0,37kW; 2,3A; IP20; CANopen | 312.9149 | 1
180652 | DE11-122D7FN-N20N | Variable speed starter 1x230/3x230VAC; 0,55kW; 2,7A; IP20; RFI filter; CANopen | 382.4081 | 1
180658 | DE11-122D7NN-N20N | Variable speed starter 1x230/3x230VAC; 0,55kW; 2,7A; IP20; CANopen | 361.5366 | 1
180653 | DE11-124D3FN-N20N | Variable speed starter 1x230/3x230VAC; 0,75kW; 4,3A; IP20; RFI filter; CANopen | 396.9477 | 1
180659 | DE11-124D3NN-N20N | Variable speed starter 1x230/3x230VAC; 0,75kW; 4,3A; IP20; CANopen | 376.9362 | 1
180654 | DE11-127D0FN-N20N | Variable speed starter 1x230/3x230VAC; 1,5kW; 7A; IP20; RFI filter; CANopen | 437.7525 | 1
180660 | DE11-127D0NN-N20N | Variable speed starter 1x230/3x230VAC; 1,5kW; 7A; IP20; CANopen | 414.3015 | 1
180655 | DE11-129D6FN-N20N | Variable speed starter 1x230/3x230VAC; 2,2kW; 9,6A; IP20; RFI filter; CANopen | 583.696 | 1
180661 | DE11-129D6NN-N20N | Variable speed starter 1x230/3x230VAC; 2,2kW; 9,6A; IP20; CANopen | 559.9323 | 1
174327 | DE1-121D4FN-N20N | Variable speed starter 1x230/3x230VAC, 0,25kW, 1,4A, IP20, RFI filter | 299.6259 | 1
177359 | DE1-121D4NN-N20N | Variable speed starter 1x230/3x230VAC, 0,25kW, 1,4A, IP20 | 281.1778 | 1
174328 | DE1-122D3FN-N20N | Variable speed starter 1x230/3x230VAC, 0,37kW, 2,3A, IP20, RFI filter | 308.381 | 1
177360 | DE1-122D3NN-N20N | Variable speed starter 1x230/3x230VAC, 0,37kW, 2,3A, IP20 | 289.4638 | 1
174329 | DE1-122D7FN-N20N | Variable speed starter 1x230/3x230VAC, 0,55kW, 2,7A, IP20, RFI filter | 358.957 | 1
177361 | DE1-122D7NN-N20N | Variable speed starter 1x230/3x230VAC, 0,55kW, 2,7A, IP20 | 338.0856 | 1
174330 | DE1-124D3FN-N20N | Variable speed starter 1x230/3x230VAC, 0,75kW, 4,3A, IP20, RFI filter | 373.4967 | 1
177362 | DE1-124D3NN-N20N | Variable speed starter 1x230/3x230VAC, 0,75kW, 4,3A, IP20 | 353.4851 | 1
174331 | DE1-127D0FN-N20N | Variable speed starter 1x230/3x230VAC, 1,5kW, 7A, IP20, RFI filter | 414.3015 | 1
177363 | DE1-127D0NN-N20N | Variable speed starter 1x230/3x230VAC, 1,5kW, 7A, IP20 | 390.8504 | 1
174332 | DE1-129D6FN-N20N | Variable speed starter 1x230/3x230VAC, 2,2kW, 9,6A, IP20, RFI filter | 560.245 | 1
177364 | DE1-129D6NN-N20N | Variable speed starter 1x230/3x230VAC, 2,2kW, 9,6A, IP20 | 536.4813 | 1
180668 | DE11-34011FN-N20N | Variable speed starter 3x400/3x400VAC; 5,5kW; 11,3A; IP20; RFI filter; CANopen | 1016.2111 | 1
180676 | DE11-34011NN-N20N | Variable speed starter 3x400/3x400VAC; 5,5kW; 11,3A; IP20; CANopen | 992.7601 | 1
180669 | DE11-34016FN-N20N | Variable speed starter 3x400/3x400VAC; 7,5kW; 16A; IP20; RFI filter; CANopen | 1336.7085 | 1
180677 | DE11-34016NN-N20N | Variable speed starter 3x400/3x400VAC; 7,5kW; 16A; IP20; CANopen | 1313.2574 | 1
180662 | DE11-341D3FN-N20N | Variable speed starter 3x400/3x400VAC; 0,37kW; 1,3A; IP20; RFI filter; CANopen | 490.3609 | 1
180670 | DE11-341D3NN-N20N | Variable speed starter 3x400/3x400VAC; 0,37kW; 1,3A; IP20; CANopen | 474.8833 | 1
180663 | DE11-342D1FN-N20N | Variable speed starter 3x400/3x400VAC; 0,75kW; 2,1A; IP20; RFI filter; CANopen | 539.4518 | 1
180671 | DE11-342D1NN-N20N | Variable speed starter 3x400/3x400VAC; 0,75kW; 2,1A; IP20; CANopen | 522.3325 | 1
180664 | DE11-343D6FN-N20N | Variable speed starter 3x400/3x400VAC; 1,5kW; 3,6A; IP20; RFI filter; CANopen | 617.5437 | 1
180672 | DE11-343D6NN-N20N | Variable speed starter 3x400/3x400VAC; 1,5kW; 3,6A; IP20; CANopen | 594.0927 | 1
180665 | DE11-345D0FN-N20N | Variable speed starter 3x400/3x400VAC; 2,2kW; 5A; IP20; RFI filter; CANopen | 704.8597 | 1
180673 | DE11-345D0NN-N20N | Variable speed starter 3x400/3x400VAC; 2,2kW; 5A; IP20; CANopen | 669.2141 | 1
180666 | DE11-346D6FN-N20N | Variable speed starter 3x400/3x400VAC; 3kW; 6,6A; IP20; RFI filter; CANopen | 742.6158 | 1
180674 | DE11-346D6NN-N20N | Variable speed starter 3x400/3x400VAC; 3kW; 6,6A; IP20; CANopen | 719.1648 | 1
180667 | DE11-348D5FN-N20N | Variable speed starter 3x400/3x400VAC; 4kW; 8,5A; IP20; RFI filter; CANopen | 773.024 | 1
180675 | DE11-348D5NN-N20N | Variable speed starter 3x400/3x400VAC; 4kW; 8,5A; IP20; CANopen | 733.7826 | 1
174339 | DE1-34011FN-N20N | Variable speed starter 3x400/3x400VAC, 5,5kW, 11,3A, IP20, RFI filter | 992.7601 | 1
177371 | DE1-34011NN-N20N | Variable speed starter 3x400/3x400VAC, 5,5kW, 11,3A, IP20 | 969.3091 | 1
174340 | DE1-34016FN-N20N | Variable speed starter 3x400/3x400VAC, 7,5kW, 16A, IP20, RFI filter | 1313.2574 | 1
177372 | DE1-34016NN-N20N | Variable speed starter 3x400/3x400VAC, 7,5kW, 16A, IP20 | 1289.8064 | 1
174333 | DE1-341D3FN-N20N | Variable speed starter 3x400/3x400VAC, 0,37kW, 1,3A, IP20, RFI filter | 466.9099 | 1
177365 | DE1-341D3NN-N20N | Variable speed starter 3x400/3x400VAC, 0,37kW, 1,3A, IP20 | 451.4322 | 1
174334 | DE1-342D1FN-N20N | Variable speed starter 3x400/3x400VAC, 0,75kW, 2,1A, IP20, RFI filter | 516.0007 | 1
177366 | DE1-342D1NN-N20N | Variable speed starter 3x400/3x400VAC, 0,75kW, 2,1A, IP20 | 498.8815 | 1
174335 | DE1-343D6FN-N20N | Variable speed starter 3x400/3x400VAC, 1,5kW, 3,6A, IP20, RFI filter | 594.0927 | 1
177367 | DE1-343D6NN-N20N | Variable speed starter 3x400/3x400VAC, 1,5kW, 3,6A, IP20 | 570.6416 | 1
174336 | DE1-345D0FN-N20N | Variable speed starter 3x400/3x400VAC, 2,2kW, 5A, IP20, RFI filter | 681.4086 | 1
177368 | DE1-345D0NN-N20N | Variable speed starter 3x400/3x400VAC, 2,2kW, 5A, IP20 | 645.7631 | 1
174337 | DE1-346D6FN-N20N | Variable speed starter 3x400/3x400VAC, 3kW, 6,6A, IP20, RFI filter | 719.1648 | 1
177369 | DE1-346D6NN-N20N | Variable speed starter 3x400/3x400VAC, 3kW, 6,6A, IP20 | 695.7138 | 1
174338 | DE1-348D5FN-N20N | Variable speed starter 3x400/3x400VAC, 4kW, 8,5A, IP20, RFI filter | 749.573 | 1
177370 | DE1-348D5NN-N20N | Variable speed starter 3x400/3x400VAC, 4kW, 8,5A, IP20 | 710.3316 | 1
219485 | DE4-BR1-082-245 | Brake resistor 82 Ohm, Pdb=245W, Pp=1700W | 377.4816 | 1
219489 | DE4-BR1-100-200 | Brake resistor 100 Ohm, Pdb=200W, Pp=1400W | 367.2602 | 1
219490 | DE4-BR1-200-100 | Brake resistor 200 Ohm, Pdb=100W, Pp=700W | 331.5162 | 1
219492 | DE4-BR1-240-285 | Brake resistor 240 Ohm, Pdb=285W, Pp=2000W | 403.5526 | 1
219494 | DE4-BR1-370-215 | Brake resistor 370 Ohm, Pdb=215W, Pp=1500W | 354.4684 | 1
219495 | DE4-BR1-470-050 | Brake resistor 470 Ohm, Pdb=50W, Pp=300W | 234.3712 | 1
219497 | DE4-BR1-470-140 | Brake resistor 470 Ohm, Pdb=140W, Pp=1000W | 306.0543 | 1
107323 | DE6-MNT-NZM | #N/A | 117.1978 | 1
9701-1001-00P | DG1-32011FB-C21C | Frequency invertor 3x230/3x230VAC, Ph=2,2kW, Ih=11A, Pl=3kW, Il=12,5A, IP21,brake chopper | 1498.8332 | 1
9701-1109-00P | DG1-32011FB-C54C | Frequency invertor 3x230/3x230VAC, Ph=2,2kW, Ih=11A, Pl=3kW, Il=12,5A, IP54,brake chopper | 1505.0087 | 1
9701-2002-00P | DG1-32012FB-C21C | Frequency invertor 3x230/3x230VAC, Ph=3kW, Ih=12,5A, Pl=3,7kW, Il=17,5A, IP21,brake chopper | 2073.7742 | 1
9701-2101-00P | DG1-32012FB-C54C | Frequency invertor 3x230/3x230VAC, Ph=3kW, Ih=12,5A, Pl=3,7kW, Il=17,5A, IP54,brake chopper | 2127.0862 | 1
9701-2004-00P | DG1-32017FB-C21C | Frequency invertor 3x230/3x230VAC, Ph=3,7kW, Ih=17,5A, Pl=5,5kW, Il=25A, IP21,brake chopper | 2073.7742 | 1
9701-2103-00P | DG1-32017FB-C54C | Frequency invertor 3x230/3x230VAC, Ph=3,7kW, Ih=17,5A, Pl=5,5kW, Il=25A, IP54,brake chopper | 2127.0862 | 1
9701-2001-00P | DG1-32025FB-C21C | Frequency invertor 3x230/3x230VAC, Ph=5,5kW, Ih=25A, Pl=7,5kW, Il=31A, IP21,brake chopper | 2073.7742 | 1
9701-2105-00P | DG1-32025FB-C54C | Frequency invertor 3x230/3x230VAC, Ph=5,5kW, Ih=25A, Pl=7,5kW, Il=31A, IP54,brake chopper | 2127.0862 | 1
9701-3002-00P | DG1-32031FB-C21C | Frequency invertor 3x230/3x230VAC, Ph=7,5kW, Ih=31A, Pl=11kW, Il=48A, IP21,brake chopper | 3436.6696 | 1
9701-3101-00P | DG1-32031FB-C54C | Frequency invertor 3x230/3x230VAC, Ph=7,5kW, Ih=31A, Pl=11kW, Il=48A, IP54,brake chopper | 3436.6696 | 1
9701-3001-00P | DG1-32048FB-C21C | Frequency invertor 3x230/3x230VAC, Ph=11kW, Ih=48A, Pl=15kW, Il=61A, IP21,brake chopper | 3436.6696 | 1
9701-3103-00P | DG1-32048FB-C54C | Frequency invertor 3x230/3x230VAC, Ph=11kW, Ih=48A, Pl=15kW, Il=61A, IP54,brake chopper | 3436.6696 | 1
9701-4002-00P | DG1-32061FB-C21C | Frequency invertor 3x230/3x230VAC, Ph=15kW, Ih=61A, Pl=18,5kW, Il=75A, IP21,brake chopper | 5344.0847 | 1
9701-4101-00P | DG1-32061FB-C54C | Frequency invertor 3x230/3x230VAC, Ph=15kW, Ih=61A, Pl=18,5kW, Il=75A, IP54,brake chopper | 5344.0847 | 1
9701-4004-00P | DG1-32061FN-C21C | Frequency invertor 3x230/3x230VAC, Ph=15kW, Ih=61A, Pl=18,5kW, Il=75A, IP21 | 5085.3062 | 1
9701-4103-00P | DG1-32061FN-C54C | Frequency invertor 3x230/3x230VAC, Ph=15kW, Ih=61A, Pl=18,5kW, Il=75A, IP54 | 5085.3062 | 1
9701-4006-00P | DG1-32075FB-C21C | Frequency invertor 3x230/3x230VAC, Ph=18,5kW, Ih=75A, Pl=22kW, Il=88A, IP21,brake chopper | 5344.0847 | 1
9701-4105-00P | DG1-32075FB-C54C | Frequency invertor 3x230/3x230VAC, Ph=18,5kW, Ih=75A, Pl=22kW, Il=88A, IP54,brake chopper | 5344.0847 | 1
9701-4008-00P | DG1-32075FN-C21C | Frequency invertor 3x230/3x230VAC, Ph=18,5kW, Ih=75A, Pl=22kW, Il=88A, IP21 | 5085.3062 | 1
9701-4107-00P | DG1-32075FN-C54C | Frequency invertor 3x230/3x230VAC, Ph=18,5kW, Ih=75A, Pl=22kW, Il=88A, IP54 | 5085.3062 | 1
9701-4010-00P | DG1-32088FB-C21C | Frequency invertor 3x230/3x230VAC, Ph=22kW, Ih=88A, Pl=30kW, Il=114A, IP21,brake chopper | 5344.0847 | 1
9701-4109-00P | DG1-32088FB-C54C | Frequency invertor 3x230/3x230VAC, Ph=22kW, Ih=88A, Pl=30kW, Il=114A, IP54,brake chopper | 5344.0847 | 1
9701-4001-00P | DG1-32088FN-C21C | Frequency invertor 3x230/3x230VAC, Ph=22kW, Ih=88A, Pl=30kW, Il=114A, IP21 | 5085.2674 | 1
9701-4111-00P | DG1-32088FN-C54C | Frequency invertor 3x230/3x230VAC, Ph=22kW, Ih=88A, Pl=30kW, Il=114A, IP54 | 5085.3062 | 1
9701-5002-00P | DG1-32114FB-C21C | Frequency invertor 3x230/3x230VAC, Ph=30kW, Ih=114A, Pl=37kW, Il=143A, IP21,brake chopper | 9226.4748 | 1
9701-5101-00P | DG1-32114FB-C54C | Frequency invertor 3x230/3x230VAC, Ph=30kW, Ih=114A, Pl=37kW, Il=143A, IP54,brake chopper | 9226.4748 | 1
9701-5004-00P | DG1-32114FN-C21C | Frequency invertor 3x230/3x230VAC, Ph=30kW, Ih=114A, Pl=37kW, Il=143A, IP21 | 8503.1814 | 1
9701-5103-00P | DG1-32114FN-C54C | Frequency invertor 3x230/3x230VAC, Ph=30kW, Ih=114A, Pl=37kW, Il=143A, IP54 | 8503.1814 | 1
9701-5006-00P | DG1-32143FB-C21C | Frequency invertor 3x230/3x230VAC, Ph=37kW, Ih=143A, Pl=45kW, Il=170A, IP21,brake chopper | 9226.4748 | 1
9701-5105-00P | DG1-32143FB-C54C | Frequency invertor 3x230/3x230VAC, Ph=37kW, Ih=143A, Pl=45kW, Il=170A, IP54,brake chopper | 9226.4748 | 1
9701-5008-00P | DG1-32143FN-C21C | Frequency invertor 3x230/3x230VAC, Ph=37kW, Ih=143A, Pl=45kW, Il=170A, IP21 | 8503.1814 | 1
9701-5107-00P | DG1-32143FN-C54C | Frequency invertor 3x230/3x230VAC, Ph=37kW, Ih=143A, Pl=45kW, Il=170A, IP54 | 8503.1814 | 1
9701-5010-00P | DG1-32170FB-C21C | Frequency invertor 3x230/3x230VAC, Ph=45kW, Ih=170A, Pl=55kW, Il=211A, IP21,brake chopper | 9226.4748 | 1
9701-5109-00P | DG1-32170FB-C54C | Frequency invertor 3x230/3x230VAC, Ph=45kW, Ih=170A, Pl=55kW, Il=211A, IP54,brake chopper | 9226.4748 | 1
9701-5001-00P | DG1-32170FN-C21C | Frequency invertor 3x230/3x230VAC, Ph=45kW, Ih=170A, Pl=55kW, Il=211A, IP21 | 8504.6062 | 1
9701-5111-00P | DG1-32170FN-C54C | Frequency invertor 3x230/3x230VAC, Ph=45kW, Ih=170A, Pl=55kW, Il=211A, IP54 | 8503.1814 | 1
9701-6001-00P | DG1-32211FB-C21C | Frequency invertor 3x230/3x230VAC, Ph=55kW, Ih=211A, Pl=75kW, Il=261A, IP21,brake chopper | 14527.8115 | #N/A
9701-6101-00P | DG1-32211FB-C54C | Frequency invertor 3x230/3x230VAC, Ph=55kW, Ih=211A, Pl=75kW, Il=261A, IP54,brake chopper | 14527.8115 | #N/A
9701-6003-00P | DG1-32211FN-C21C | Frequency invertor 3x230/3x230VAC, Ph=55kW, Ih=211A, Pl=75kW, Il=261A, IP21 | 13733.155 | #N/A
9701-6103-00P | DG1-32211FN-C54C | Frequency invertor 3x230/3x230VAC, Ph=55kW, Ih=211A, Pl=75kW, Il=261A, IP54 | 13733.155 | #N/A
9701-6005-00P | DG1-32248FB-C21C | Frequency invertor 3x230/3x230VAC, Ph=75kW, Ih=248A, Pl=90kW, Il=312A, IP21,brake chopper | 14527.8115 | #N/A
9701-6105-00P | DG1-32248FB-C54C | Frequency invertor 3x230/3x230VAC, Ph=75kW, Ih=248A, Pl=90kW, Il=312A, IP54,brake chopper | 14527.8115 | #N/A
9701-6007-00P | DG1-32248FN-C21C | Frequency invertor 3x230/3x230VAC, Ph=75kW, Ih=248A, Pl=90kW, Il=312A, IP21 | 13733.155 | #N/A
9701-6107-00P | DG1-32248FN-C54C | Frequency invertor 3x230/3x230VAC, Ph=75kW, Ih=248A, Pl=90kW, Il=312A, IP54 | 13733.155 | #N/A
9701-1002-00P | DG1-323D7FB-C21C | Frequency invertor 3x230/3x230VAC, Ph=0,55kW, Ih=3,7A, Pl=0,75kW, Il=4,8A, IP21,brake chopper | 1504.6739 | 1
9701-1101-00P | DG1-323D7FB-C54C | Frequency invertor 3x230/3x230VAC, Ph=0,55kW, Ih=3,7A, Pl=0,75kW, Il=4,8A, IP54,brake chopper | 1518.3257 | 1
9701-1004-00P | DG1-324D8FB-C21C | Frequency invertor 3x230/3x230VAC, Ph=0,75kW, Ih=4,8A, Pl=1,1kW, Il=6,6A, IP21,brake chopper | 1504.6739 | 1
9701-1103-00P | DG1-324D8FB-C54C | Frequency invertor 3x230/3x230VAC, Ph=0,75kW, Ih=4,8A, Pl=1,1kW, Il=6,6A, IP54,brake chopper | 1518.3257 | 1
9701-1006-00P | DG1-326D6FB-C21C | Frequency invertor 3x230/3x230VAC, Ph=1,1kW, Ih=6,6A, Pl=1,5kW, Il=7,8A, IP21,brake chopper | 1504.6739 | 1
9701-1105-00P | DG1-326D6FB-C54C | Frequency invertor 3x230/3x230VAC, Ph=1,1kW, Ih=6,6A, Pl=1,5kW, Il=7,8A, IP54,brake chopper | 1518.3257 | 1
9701-1008-00P | DG1-327D8FB-C21C | Frequency invertor 3x230/3x230VAC, Ph=1,5kW, Ih=7,8A, Pl=2,2kW, Il=11A, IP21,brake chopper | 1504.6739 | 1
9701-1107-00P | DG1-327D8FB-C54C | Frequency invertor 3x230/3x230VAC, Ph=1,5kW, Ih=7,8A, Pl=2,2kW, Il=11A, IP54,brake chopper | 1518.3257 | 1
9702-2002-00P | DG1-34012FB-C21C | Frequency invertor 3x400/3x400VAC, Ph=5,5kW, Ih=12A, Pl=7,5kW, Il=16A, IP21,brake chopper | 2145.6242 | 1
9702-2101-00P | DG1-34012FB-C54C | Frequency invertor 3x400/3x400VAC, Ph=5,5kW, Ih=12A, Pl=7,5kW, Il=16A, IP54,brake chopper | 2199.855 | 1
9702-2004-00P | DG1-34016FB-C21C | Frequency invertor 3x400/3x400VAC, Ph=7,5kW, Ih=16A, Pl=11kW, Il=23A, IP21,brake chopper | 2149.1044 | 1
9702-2103-00P | DG1-34016FB-C54C | Frequency invertor 3x400/3x400VAC, Ph=7,5kW, Ih=16A, Pl=11kW, Il=23A, IP54,brake chopper | 2199.855 | 1
9702-2001-00P | DG1-34023FB-C21C | Frequency invertor 3x400/3x400VAC, Ph=11kW, Ih=23A, Pl=15kW, Il=31A, IP21,brake chopper | 2145.3728 | 1
9702-2105-00P | DG1-34023FB-C54C | Frequency invertor 3x400/3x400VAC, Ph=11kW, Ih=23A, Pl=15kW, Il=31A, IP54,brake chopper | 2199.855 | 1
9702-3002-00P | DG1-34031FB-C21C | Frequency invertor 3x400/3x400VAC, Ph=15kW, Ih=31A, Pl=18,5kW, Il=38A, IP21,brake chopper | 3698.8139 | 1
9702-3101-00P | DG1-34031FB-C54C | Frequency invertor 3x400/3x400VAC, Ph=15kW, Ih=31A, Pl=18,5kW, Il=38A, IP54,brake chopper | 3702.1395 | 1
9702-3004-00P | DG1-34038FB-C21C | Frequency invertor 3x400/3x400VAC, Ph=18,5kW, Ih=38A, Pl=22kW, Il=46A, IP21,brake chopper | 3702.1395 | 1
9702-3103-00P | DG1-34038FB-C54C | Frequency invertor 3x400/3x400VAC, Ph=18,5kW, Ih=38A, Pl=22kW, Il=46A, IP54,brake chopper | 3702.1395 | 1
9702-3001-00P | DG1-34046FB-C21C | Frequency invertor 3x400/3x400VAC, Ph=22kW, Ih=46A, Pl=30kW, Il=61A, IP21,brake chopper | 3698.408 | 1
9702-3105-00P | DG1-34046FB-C54C | Frequency invertor 3x400/3x400VAC, Ph=22kW, Ih=46A, Pl=30kW, Il=61A, IP54,brake chopper | 3702.1395 | 1
9702-4002-00P | DG1-34061FB-C21C | Frequency invertor 3x400/3x400VAC, Ph=30kW, Ih=61A, Pl=37kW, Il=72A, IP21,brake chopper | 5922.5012 | 1
9702-4101-00P | DG1-34061FB-C54C | Frequency invertor 3x400/3x400VAC, Ph=30kW, Ih=61A, Pl=37kW, Il=72A, IP54,brake chopper | 5922.5012 | 1
9702-4004-00P | DG1-34061FN-C21C | Frequency invertor 3x400/3x400VAC, Ph=30kW, Ih=61A, Pl=37kW, Il=72A, IP21 | 5646.4522 | 1
9702-4103-00P | DG1-34061FN-C54C | Frequency invertor 3x400/3x400VAC, Ph=30kW, Ih=61A, Pl=37kW, Il=72A, IP54 | 5646.142 | 1
9702-4006-00P | DG1-34072FB-C21C | Frequency invertor 3x400/3x400VAC, Ph=37kW, Ih=72A, Pl=45kW, Il=87A, IP21,brake chopper | 5922.5012 | 1
9702-4105-00P | DG1-34072FB-C54C | Frequency invertor 3x400/3x400VAC, Ph=37kW, Ih=72A, Pl=45kW, Il=87A, IP54,brake chopper | 5922.5012 | 1
9702-4008-00P | DG1-34072FN-C21C | Frequency invertor 3x400/3x400VAC, Ph=37kW, Ih=72A, Pl=45kW, Il=87A, IP21 | 5646.142 | 1
9702-4107-00P | DG1-34072FN-C54C | Frequency invertor 3x400/3x400VAC, Ph=37kW, Ih=72A, Pl=45kW, Il=87A, IP54 | 5646.142 | 1
9702-4010-00P | DG1-34087FB-C21C | Frequency invertor 3x400/3x400VAC, Ph=45kW, Ih=87A, Pl=55kW, Il=105A, IP21,brake chopper | 5922.5012 | 1
9702-4109-00P | DG1-34087FB-C54C | Frequency invertor 3x400/3x400VAC, Ph=45kW, Ih=87A, Pl=55kW, Il=105A, IP54,brake chopper | 5922.5012 | 1
9702-4001-00P | DG1-34087FN-C21C | Frequency invertor 3x400/3x400VAC, Ph=45kW, Ih=87A, Pl=55kW, Il=105A, IP21 | 5651.7762 | 1
9702-4111-00P | DG1-34087FN-C54C | Frequency invertor 3x400/3x400VAC, Ph=45kW, Ih=87A, Pl=55kW, Il=105A, IP54 | 5646.142 | 1
9702-5002-00P | DG1-34105FB-C21C | Frequency invertor 3x400/3x400VAC, Ph=55kW, Ih=105A, Pl=75kW, Il=140A, IP21, brake chopper | 9819.9347 | 1
9702-5101-00P | DG1-34105FB-C54C | Frequency invertor 3x400/3x400VAC, Ph=55kW, Ih=105A, Pl=75kW, Il=140A, IP54, brake chopper | 9819.9347 | 1
9702-5004-00P | DG1-34105FN-C21C | Frequency invertor 3x400/3x400VAC, Ph=55kW, Ih=105A, Pl=75kW, Il=140A, IP21 | 9087.0063 | 1
9702-5103-00P | DG1-34105FN-C54C | Frequency invertor 3x400/3x400VAC, Ph=55kW, Ih=105A, Pl=75kW, Il=140A, IP54 | 9087.0063 | 1
9702-5006-00P | DG1-34140FB-C21C | Frequency invertor 3x400/3x400VAC, Ph=75kW, Ih=140A, Pl=90kW, Il=170A, IP21, brake chopper | 9819.9347 | 1
9702-5105-00P | DG1-34140FB-C54C | Frequency invertor 3x400/3x400VAC, Ph=75kW, Ih=140A, Pl=90kW, Il=170A, IP54, brake chopper | 9819.9347 | 1
9702-5008-00P | DG1-34140FN-C21C | Frequency invertor 3x400/3x400VAC, Ph=75kW, Ih=140A, Pl=90kW, Il=170A, IP21 | 9087.0063 | 1
9702-5107-00P | DG1-34140FN-C54C | Frequency invertor 3x400/3x400VAC, Ph=75kW, Ih=140A, Pl=90kW, Il=170A, IP54 | 9087.0063 | 1
9702-5010-00P | DG1-34170FB-C21C | Frequency invertor 3x400/3x400VAC, Ph=90kW, Ih=170A, Pl=110kW, Il=205A, IP21, brake chopper | 9819.9347 | 1
9702-5109-00P | DG1-34170FB-C54C | Frequency invertor 3x400/3x400VAC, Ph=90kW, Ih=170A, Pl=110kW, Il=205A, IP54, brake chopper | 9819.9347 | 1
9702-5001-00P | DG1-34170FN-C21C | Frequency invertor 3x400/3x400VAC, Ph=90kW, Ih=170A, Pl=110kW, Il=205A, IP21 | 9096.4178 | 1
9702-5111-00P | DG1-34170FN-C54C | Frequency invertor 3x400/3x400VAC, Ph=90kW, Ih=170A, Pl=110kW, Il=205A, IP54 | 9087.0063 | 1
9702-6001-00P | DG1-34205FB-C21C | Frequency invertor 3x400/3x400VAC, Ph=110kW, Ih=205A, Pl=132kW, Il=245A, IP21, brake chopper | 16267.4731 | #N/A
9702-6101-00P | DG1-34205FB-C54C | Frequency invertor 3x400/3x400VAC, Ph=110kW, Ih=205A, Pl=132kW, Il=245A, IP54, brake chopper | 16267.4731 | #N/A
9702-6003-00P | DG1-34205FN-C21C | Frequency invertor 3x400/3x400VAC, Ph=110kW, Ih=205A, Pl=132kW, Il=245A, IP21 | 15268.9841 | #N/A
9702-6103-00P | DG1-34205FN-C54C | Frequency invertor 3x400/3x400VAC, Ph=110kW, Ih=205A, Pl=132kW, Il=245A, IP54 | 15268.9841 | #N/A
9702-6005-00P | DG1-34245FB-C21C | Frequency invertor 3x400/3x400VAC, Ph=132kW, Ih=245A, Pl=160kW, Il=310A, IP21, brake chopper | 16267.4731 | #N/A
9702-6105-00P | DG1-34245FB-C54C | Frequency invertor 3x400/3x400VAC, Ph=132kW, Ih=245A, Pl=160kW, Il=310A, IP54, brake chopper | 16926.5596 | #N/A
9702-6007-00P | DG1-34245FN-C21C | Frequency invertor 3x400/3x400VAC, Ph=132kW, Ih=245A, Pl=160kW, Il=310A, IP21 | 15268.9841 | #N/A
9702-6107-00P | DG1-34245FN-C54C | Frequency invertor 3x400/3x400VAC, Ph=132kW, Ih=245A, Pl=160kW, Il=310A, IP54 | 15268.9841 | #N/A
9702-1002-00P | DG1-342D2FB-C21C | Frequency invertor 3x400/3x400VAC, Ph=0,75kW, Ih=2,2A, Pl=1,1kW, Il=3,3A, IP21,brake chopper | 1684.7217 | 1
9702-1101-00P | DG1-342D2FB-C54C | Frequency invertor 3x400/3x400VAC, Ph=0,75kW, Ih=2,2A, Pl=1,1kW, Il=3,3A, IP54,brake chopper | 1730.373 | 1
9702-1004-00P | DG1-343D3FB-C21C | Frequency invertor 3x400/3x400VAC, Ph=1,1kW, Ih=3,3A, Pl=1,5kW, Il=4,3A, IP21,brake chopper | 1684.7217 | 1
9702-1103-00P | DG1-343D3FB-C54C | Frequency invertor 3x400/3x400VAC, Ph=1,1kW, Ih=3,3A, Pl=1,5kW, Il=4,3A, IP54,brake chopper | 1730.373 | 1
9702-1006-00P | DG1-344D3FB-C21C | Frequency invertor 3x400/3x400VAC, Ph=1,5kW, Ih=4,3A, Pl=2,2kW, Il=5,6A, IP21,brake chopper | 1684.7217 | 1
9702-1105-00P | DG1-344D3FB-C54C | Frequency invertor 3x400/3x400VAC, Ph=1,5kW, Ih=4,3A, Pl=2,2kW, Il=5,6A, IP54,brake chopper | 1730.373 | 1
9702-1008-00P | DG1-345D6FB-C21C | Frequency invertor 3x400/3x400VAC, Ph=2,2kW, Ih=5,6A, Pl=3kW, Il=7,6A, IP21,brake chopper | 1684.7217 | 1
9702-1107-00P | DG1-345D6FB-C54C | Frequency invertor 3x400/3x400VAC, Ph=2,2kW, Ih=5,6A, Pl=3kW, Il=7,6A, IP54,brake chopper | 1730.373 | 1
9702-1001-00P | DG1-347D6FB-C21C | Frequency invertor 3x400/3x400VAC, Ph=3kW, Ih=7,6A, Pl=4kW, Il=9A, IP21,brake chopper | 1684.7217 | 1
9702-1109-00P | DG1-347D6FB-C54C | Frequency invertor 3x400/3x400VAC, Ph=3kW, Ih=7,6A, Pl=4kW, Il=9A, IP54,brake chopper | 1730.373 | 1
9702-1011-00P | DG1-349D0FB-C21C | Frequency invertor 3x400/3x400VAC, Ph=4kW, Ih=9A, Pl=5,5kW, Il=12A, IP21,brake chopper | 1684.7217 | 1
9702-1111-00P | DG1-349D0FB-C54C | Frequency invertor 3x400/3x400VAC, Ph=4kW, Ih=9A, Pl=5,5kW, Il=12A, IP54,brake chopper | 1730.373 | 1
133107 | DH-COMF | #N/A | 70.7228 | 1
112153 | DIII-SO/63/1 | Fuse base 1-pole with plastic cover, 63A | 7.3876 | 10
112155 | DIII-SO/63/3 | Fuse base 3-pole linear, 63A | 23.2362 | 6
107966 | DIII-SO/63/3-R | Fuse base, 3-pole, onto busbar 60mm, 63A | 53.3548 | 1
110395 | DIII-SO/63/3-R-PS | Fuse base, 3-pole, onto busbar 60mm, 63A | 24.2661 | 10
112151 | DII-SO/25/1 | Fuse base 1-pole with plastic cover, 25A | 4.7356 | 10
112154 | DII-SO/25/3 | Fuse base 3-pole linear, 25A | 16.2906 | 4
107965 | DII-SO/25/3-R | Fuse base, 3-pole, onto busbar 60mm, 25A | 56.5272 | 1
110394 | DII-SO/25/3-R-PS | Fuse base, 3-pole, onto busbar 60mm, 25A | 49.7219 | 10
276411 | DILA-22(*V50HZ) | Contactor relay 4A AC-15, 2Z 2V, Uc=* V/50HZ | 42.6147 | 10
276412 | DILA-22(*V60HZ) | Contactor relay 4A AC-15, 2Z 2V, Uc=* V/60HZ | 42.6147 | 10
276419 | DILA-22(*VDC) | Contactor relay 4A AC-15, 2Z 2V, Uc=*V DC | 53.5843 | 10
276405 | DILA-22(110V50/60HZ) | Contactor relay 4A AC-15, 2Z 2V, Uc=110V/50HZ, 110V/60HZ | 39.2406 | 1
276396 | DILA-22(110V50HZ,120V60HZ) | Contactor relay 4A AC-15, 2Z 2V, Uc=110V/50HZ, 120V/60HZ | 39.2406 | 1
276417 | DILA-22(110VDC) | Contactor relay 4A AC-15, 2Z 2V, Uc=110V DC | 46.0037 | 1
276392 | DILA-22(115V60HZ) | Contactor relay 4A AC-15, 2Z 2V, Uc=115V/60HZ | 39.2406 | 1
276397 | DILA-22(190V50HZ,220V60HZ) | Contactor relay 4A AC-15, 2Z 2V, Uc=190V/50HZ, 220V/60HZ | 39.2406 | 1
276393 | DILA-22(208V60HZ) | Contactor relay 4A AC-15, 2Z 2V, Uc=208V/60HZ | 39.2406 | 1
276406 | DILA-22(220V50/60HZ) | Contactor relay 4A AC-15, 2Z 2V, Uc=220V/50HZ, 220V/60HZ | 39.2406 | 1
276398 | DILA-22(220V50HZ,240V60HZ) | Contactor relay 4A AC-15, 2Z 2V, Uc=220V/50HZ, 240V/60HZ | 39.2406 | 1
276418 | DILA-22(220VDC) | Contactor relay 4A AC-15, 2Z 2V, Uc=220V DC | 46.0037 | 1
276407 | DILA-22(230V50/60HZ) | Contactor relay 4A AC-15, 2Z 2V, Uc=230V/50HZ, 230V/60HZ | 39.2406 | 1
276399 | DILA-22(230V50HZ,240V60HZ) | Contactor relay 4A AC-15, 2Z 2V, Uc=230V/50HZ, 240V/60HZ | 43.1647 | 1
276388 | DILA-22(240V50HZ) | Contactor relay 4A AC-15, 2Z 2V, Uc=240V/50HZ | 39.2406 | 1
276403 | DILA-22(24V50/60HZ) | Contactor relay 4A AC-15, 2Z 2V, Uc=24V/50HZ, 24V/60HZ | 39.2406 | 1
276386 | DILA-22(24V50HZ) | Contactor relay 4A AC-15, 2Z 2V, Uc=24V/50HZ | 39.2406 | 1
276390 | DILA-22(24V60HZ) | Contactor relay 4A AC-15, 2Z 2V, Uc=24V/60HZ | 39.2406 | 1
276414 | DILA-22(24VDC) | Contactor relay 4A AC-15, 2Z 2V, Uc=24V DC | 50.6041 | 1
276408 | DILA-22(380V50/60HZ) | Contactor relay 4A AC-15, 2Z 2V, Uc=380V/50HZ | 39.2406 | 1
276400 | DILA-22(380V50HZ,440V60HZ) | Contactor relay 4A AC-15, 2Z 2V, Uc=380V/50HZ, 440V/60HZ | 39.2406 | 1
276401 | DILA-22(400V50HZ,440V60HZ) | Contactor relay 4A AC-15, 2Z 2V, Uc=400V/50HZ, 440V/60HZ | 39.2406 | 1
276402 | DILA-22(415V50HZ,480V60HZ) | Contactor relay 4A AC-15, 2Z 2V, Uc=415V/50HZ, 480V/60HZ | 39.2406 | 1
276404 | DILA-22(42V50/60HZ) | Contactor relay 4A AC-15, 2Z 2V, Uc=42V/50HZ, 42V/60HZ | 39.2406 | 1
276395 | DILA-22(42V50HZ,48V60HZ) | Contactor relay 4A AC-15, 2Z 2V, Uc=42V/50HZ, 48V/60HZ | 39.2406 | 1
276387 | DILA-22(48V50HZ) | Contactor relay 4A AC-15, 2Z 2V, Uc=48V/50HZ | 39.2406 | 1
276415 | DILA-22(48VDC) | Contactor relay 4A AC-15, 2Z 2V, Uc=48V DC | 46.0037 | 1
276394 | DILA-22(600V60HZ) | Contactor relay 4A AC-15, 2Z 2V, Uc=600V/60HZ | 39.2406 | 1
276416 | DILA-22(60VDC) | Contactor relay 4A AC-15, 2Z 2V, Uc=60V DC | 46.0037 | 1
276409 | DILA-22(TVC100) | Contactor relay 4A AC-15, 2Z 2V, Uc=100V/50HZ, 100-110V/60HZ | 39.2406 | 1
276410 | DILA-22(TVC200) | Contactor relay 4A AC-15, 2Z 2V, Uc=200V/50HZ, 200-220V/60HZ | 39.2406 | 1
276376 | DILA-31(*V50HZ) | Contactor relay 4A AC-15, 3Z 1V, Uc=* V/50HZ | 46.2674 | 10
276377 | DILA-31(*V60HZ) | Contactor relay 4A AC-15, 3Z 1V, Uc=* V/60HZ | 46.2674 | 10
276384 | DILA-31(*VDC) | Contactor relay 4A AC-15, 3Z 1V, Uc=*V DC | 58.443 | 10
276370 | DILA-31(110V50/60HZ) | Contactor relay 4A AC-15, 3Z 1V, Uc=110V/50HZ, 110V/60HZ | 43.1647 | 1
276361 | DILA-31(110V50HZ,120V60HZ) | Contactor relay 4A AC-15, 3Z 1V, Uc=110V/50HZ, 120V/60HZ | 43.1647 | 1
276382 | DILA-31(110VDC) | Contactor relay 4A AC-15, 3Z 1V, Uc=110V DC | 50.6041 | 1
276357 | DILA-31(115V60HZ) | Contactor relay 4A AC-15, 3Z 1V, Uc=115V/60HZ | 43.1647 | 1
276378 | DILA-31(12VDC) |  | 50.6041 | 1
276362 | DILA-31(190V50HZ,220V60HZ) | Contactor relay 4A AC-15, 3Z 1V, Uc=190V/50HZ, 220V/60HZ | 43.1647 | 1
276358 | DILA-31(208V60HZ) | Contactor relay 4A AC-15, 3Z 1V, Uc=208V/60HZ | 43.1647 | 1
276371 | DILA-31(220V50/60HZ) | Contactor relay 4A AC-15, 3Z 1V, Uc=220V/50HZ, 220V/60HZ | 43.1647 | 1
276363 | DILA-31(220V50HZ,240V60HZ) | Contactor relay 4A AC-15, 3Z 1V, Uc=220V/50HZ, 240V/60HZ | 43.1647 | 1
276383 | DILA-31(220VDC) | Contactor relay 4A AC-15, 3Z 1V, Uc=220V DC | 50.6041 | 1
276372 | DILA-31(230V50/60HZ) | Contactor relay 4A AC-15, 3Z 1V, Uc=230V/50HZ, 230V/60HZ | 43.1647 | 1
276364 | DILA-31(230V50HZ,240V60HZ) | Contactor relay 4A AC-15, 3Z 1V, Uc=230V/50HZ, 240V/60HZ | 47.4812 | 1
276353 | DILA-31(240V50HZ) | Contactor relay 4A AC-15, 3Z 1V, Uc=240V/50HZ | 43.1647 | 1
276368 | DILA-31(24V50/60HZ) | Contactor relay 4A AC-15, 3Z 1V, Uc=24V/50HZ, 24V/60HZ | 43.1647 | 1
276351 | DILA-31(24V50HZ) | Contactor relay 4A AC-15, 3Z 1V, Uc=24V/50HZ | 43.1647 | 1
276355 | DILA-31(24V60HZ) | Contactor relay 4A AC-15, 3Z 1V, Uc=24V/60HZ | 43.1647 | 1
276379 | DILA-31(24VDC) | Contactor relay 4A AC-15, 3Z 1V, Uc=24V DC | 55.6645 | 1
276373 | DILA-31(380V50/60HZ) | Contactor relay 4A AC-15, 3Z 1V, Uc=380V/50HZ | 43.1647 | 1
276365 | DILA-31(380V50HZ,440V60HZ) | Contactor relay 4A AC-15, 3Z 1V, Uc=380V/50HZ, 440V/60HZ | 43.1647 | 1
276366 | DILA-31(400V50HZ,440V60HZ) | Contactor relay 4A AC-15, 3Z 1V, Uc=400V/50HZ, 440V/60HZ | 43.1647 | 1
276367 | DILA-31(415V50HZ,480V60HZ) | Contactor relay 4A AC-15, 3Z 1V, Uc=415V/50HZ, 480V/60HZ | 43.1647 | 1
276369 | DILA-31(42V50/60HZ) | Contactor relay 4A AC-15, 3Z 1V, Uc=42V/50HZ, 42V/60HZ | 43.1647 | 1
276360 | DILA-31(42V50HZ,48V60HZ) | Contactor relay 4A AC-15, 3Z 1V, Uc=42V/50HZ, 48V/60HZ | 43.1647 | 1
276352 | DILA-31(48V50HZ) | Contactor relay 4A AC-15, 3Z 1V, Uc=48V/50HZ | 43.083 | 1
276380 | DILA-31(48VDC) | Contactor relay 4A AC-15, 3Z 1V, Uc=48V DC | 50.6041 | 1
276359 | DILA-31(600V60HZ) | Contactor relay 4A AC-15, 3Z 1V, Uc=600V/60HZ | 43.1647 | 1
276374 | DILA-31(TVC100) | Contactor relay 4A AC-15, 3Z 1V, Uc=100V/50HZ, 100-110V/60HZ | 43.1647 | 1
276375 | DILA-31(TVC200) | Contactor relay 4A AC-15, 3Z 1V, Uc=200V/50HZ, 200-220V/60HZ | 43.1647 | 1
276341 | DILA-40(*V50HZ) | Contactor relay 4A AC-15, 4Z, Uc=* V/50HZ | 51.1376 | 10
276342 | DILA-40(*V60HZ) | Contactor relay 4A AC-15, 4Z, Uc=* V/60HZ | 51.1376 | 10
276349 | DILA-40(*VDC) | Contactor relay 4A AC-15, 4Z, Uc=*V DC | 64.5308 | 10
276335 | DILA-40(110V50/60HZ) | Contactor relay 4A AC-15, 4Z, Uc=110V/50HZ, 110V/60HZ | 43.1647 | 1
276326 | DILA-40(110V50HZ,120V60HZ) | Contactor relay 4A AC-15, 4Z, Uc=110V/50HZ, 120V/60HZ | 43.1647 | 1
276347 | DILA-40(110VDC) | Contactor relay 4A AC-15, 4Z, Uc=110V DC | 50.6041 | 1
276322 | DILA-40(115V60HZ) | Contactor relay 4A AC-15, 4Z, Uc=115V/60HZ | 43.1647 | 1
276327 | DILA-40(190V50HZ,220V60HZ) | Contactor relay 4A AC-15, 4Z, Uc=190V/50HZ, 220V/60HZ | 43.1647 | 1
276323 | DILA-40(208V60HZ) | Contactor relay 4A AC-15, 4Z, Uc=208V/60HZ | 43.1647 | 1
276336 | DILA-40(220V50/60HZ) | Contactor relay 4A AC-15, 4Z, Uc=220V/50HZ, 220V/60HZ | 43.1647 | 1
276328 | DILA-40(220V50HZ,240V60HZ) | Contactor relay 4A AC-15, 4Z, Uc=220V/50HZ, 240V/60HZ | 43.1647 | 1
276348 | DILA-40(220VDC) | Contactor relay 4A AC-15, 4Z, Uc=220V DC | 50.6041 | 1
276337 | DILA-40(230V50/60HZ) | Contactor relay 4A AC-15, 4Z, Uc=230V/50HZ, 230V/60HZ | 43.1647 | 1
276329 | DILA-40(230V50HZ,240V60HZ) | Contactor relay 4A AC-15, 4Z, Uc=230V/50HZ, 240V/60HZ | 47.4812 | 1
276318 | DILA-40(240V50HZ) | Contactor relay 4A AC-15, 4Z, Uc=240V/50HZ | 43.1647 | 1
276333 | DILA-40(24V50/60HZ) | Contactor relay 4A AC-15, 4Z, Uc=24V/50HZ, 24V/60HZ | 43.1647 | 1
276316 | DILA-40(24V50HZ) | Contactor relay 4A AC-15, 4Z, Uc=24V/50HZ | 43.1647 | 1
276320 | DILA-40(24V60HZ) | Contactor relay 4A AC-15, 4Z, Uc=24V/60HZ | 43.1647 | 1
276344 | DILA-40(24VDC) | Contactor relay 4A AC-15, 4Z, Uc=24V DC | 55.6645 | 1
276338 | DILA-40(380V50/60HZ) | Contactor relay 4A AC-15, 4Z, Uc=380V/50HZ | 43.1647 | 1
276330 | DILA-40(380V50HZ,440V60HZ) | Contactor relay 4A AC-15, 4Z, Uc=380V/50HZ, 440V/60HZ | 43.1647 | 1
276331 | DILA-40(400V50HZ,440V60HZ) | Contactor relay 4A AC-15, 4Z, Uc=400V/50HZ, 440V/60HZ | 43.1647 | 1
276332 | DILA-40(415V50HZ,480V60HZ) | Contactor relay 4A AC-15, 4Z, Uc=415V/50HZ, 480V/60HZ | 43.1647 | 1
276334 | DILA-40(42V50/60HZ) | Contactor relay 4A AC-15, 4Z, Uc=42V/50HZ, 42V/60HZ | 43.1647 | 1
276325 | DILA-40(42V50HZ,48V60HZ) | Contactor relay 4A AC-15, 4Z, Uc=42V/50HZ, 48V/60HZ | 43.1647 | 1
276317 | DILA-40(48V50HZ) | Contactor relay 4A AC-15, 4Z, Uc=48V/50HZ | 43.1647 | 1
276345 | DILA-40(48VDC) | Contactor relay 4A AC-15, 4Z, Uc=48V DC | 50.6041 | 1
276324 | DILA-40(600V60HZ) | Contactor relay 4A AC-15, 4Z, Uc=600V/60HZ | 43.1647 | 1
276339 | DILA-40(TVC100) | Contactor relay 4A AC-15, 4Z, Uc=100V/50HZ, 100-110V/60HZ | 43.1647 | 1
276340 | DILA-40(TVC200) | Contactor relay 4A AC-15, 4Z, Uc=200V/50HZ, 200-220V/60HZ | 43.1647 | 1
276520 | DILAC-22(24VDC) | Contactor relay 4A AC-15, 2Z 2V, bezsroubove svorky, Uc=24V DC | 59.2615 | 1
276488 | DILAC-31(24VDC) | Contactor relay 4A AC-15, 3Z 1V, bezsroubove svorky, Uc=24V DC | 59.2662 | 1
276456 | DILAC-40(24VDC) | Contactor relay 4A AC-15, 4Z, bezsroubove svorky, Uc=24V DC | 59.2615 | 1
115949 | DILA-XHI01-S | Auxiliary contacts for DILM7…15, 0NO1NC | 15.124 | 1
276420 | DILA-XHI02 | Auxiliary contacts for DILM7…38,0NO2NC | 11.0364 | 1
276424 | DILA-XHI04 | Auxiliary contacts for DILM7…38,0NO4NC | 20.0513 | 1
115948 | DILA-XHI10-S | Auxiliary contacts for DILM7…15, 1NO0NC | 16.3614 | 1
276421 | DILA-XHI11 | Auxiliary contacts for DILM7…38,1NO1NC | 11.9394 | 1
276425 | DILA-XHI13 | Auxiliary contacts for DILM7…38,1NO3NC | 20.0513 | 1
276422 | DILA-XHI20 | Auxiliary contacts for DILM7…38,2NO0NC | 11.9394 | 1
276426 | DILA-XHI22 | Auxiliary contacts for DILM7…38,2NO2NC | 20.0513 | 1
276427 | DILA-XHI31 | Auxiliary contacts for DILM7…38,3NO1NC | 20.0513 | 1
276428 | DILA-XHI40 | Auxiliary contacts for DILM7…38,4NO0NC | 20.0513 | 1
115951 | DILA-XHIC01-S | Auxiliary contacts for DILM7…15, 0NO1NC, spring terminal | 12.0734 | 1
276526 | DILA-XHIC02 | Auxiliary contacts for DILM7…38,0NO2NC,spring terminal | 12.2951 | 1
276530 | DILA-XHIC04 | Auxiliary contacts for DILM7…38,0NO4NC,spring terminal | 20.3169 | 1
115950 | DILA-XHIC10-S | Auxiliary contacts for DILM7…15, 1NO0NC, spring terminal | 11.7638 | 1
276527 | DILA-XHIC11 | Auxiliary contacts for DILM7…38,1NO1NC,spring terminal | 12.208 | 1
276531 | DILA-XHIC13 | Auxiliary contacts for DILM7…38,1NO3NC,spring terminal | 20.3169 | 1
276528 | DILA-XHIC20 | Auxiliary contacts for DILM7…38,2NO0NC,spring terminal | 12.0338 | 1
276532 | DILA-XHIC22 | Auxiliary contacts for DILM7…38,2NO2NC,spring terminal | 20.3169 | 1
276533 | DILA-XHIC31 | Auxiliary contacts for DILM7…38,3NO1NC,spring terminal | 20.3169 | 1
276534 | DILA-XHIC40 | Auxiliary contacts for DILM7…38,4NO0NC,spring terminal | 20.3169 | 1
276529 | DILA-XHICV11 | Auxiliary contacts for DILM7…38,1NO(e)1NC(l),spring terminal | 24.4145 | 1
276535 | DILA-XHICV22 | Auxiliary contacts for DILM7…38,1NO1NO(e)/1NC1NC(l),spring terminal | 32.7803 | 1
110140 | DILA-XHIR11 | Auxiliary contacts for DILM7…38,1NO1NC | 18.4507 | 5
139580 | DILA-XHIR22 | Auxiliary contacts for DILM7…38,2NO2NC | 32.5673 | 1
101041 | DILA-XHIT02 | Auxiliary contacts for DILM7…38,0NO2NC,higher | 11.5243 | 1
101043 | DILA-XHIT11 | Auxiliary contacts for DILM7…38,1NO1NC,higher | 11.5243 | 1
101042 | DILA-XHIT20 | Auxiliary contacts for DILM7…38,2NO0NC,higher | 11.5243 | 1
101044 | DILA-XHIT22 | Auxiliary contacts for DILM7…38,2NO2NC,higher | 19.3779 | 1
276423 | DILA-XHIV11 | Auxiliary contacts for DILM7…38,1NO(e)1NC(l) | 31.3873 | 1
276429 | DILA-XHIV22 | Auxiliary contacts for DILM7…38,1NO1NO(e)/1NC1NC(l) | 23.134 | 1
183314 | DILDC300/22(RDS250) | Contactor for DC load, 300A DC-1, 2NO 2NC, Uc=110-250V AC, 110-350V DC | 3369.7815 | 1
183315 | DILDC600/22(RDS250) |  | 7879.711 | #N/A
51618 | DILEEM-01(110V50/60HZ) | Contactor,3kW/400V,AC operated | 43.8654 | 1
51636 | DILEEM-01(110V50HZ,120V60HZ) | Contactor,3kW/400V,AC operated | 43.9148 | 1
51616 | DILEEM-01(220V50/60HZ) | Contactor,3kW/400V,AC operated | 43.9148 | 1
51634 | DILEEM-01(220V50HZ,240V60HZ) | Contactor,3kW/400V,AC operated | 44.0138 | 1
58771 | DILEEM-01(230V50/60HZ) | Contactor,3kW/400V,AC operated | 35.452 | 1
51633 | DILEEM-01(230V50HZ,240V60HZ) | Contactor,3kW/400V,AC operated | 39.532 | 1
51627 | DILEEM-01(240V50HZ) | Contactor,3kW/400V,AC operated | 44.1128 | 1
51621 | DILEEM-01(24V50/60HZ) | Contactor,3kW/400V,AC operated | 35.1055 | 1
51629 | DILEEM-01(24V50HZ) | Contactor,3kW/400V,AC operated | 43.7169 | 1
51632 | DILEEM-01(380V50HZ,440V60HZ) | Contactor,3kW/400V,AC operated | 44.6572 | 1
51631 | DILEEM-01(400V50HZ,440V60HZ) | Contactor,3kW/400V,AC operated | 44.5087 | 1
51620 | DILEEM-01(42V50/60HZ) | Contactor,3kW/400V,AC operated | 43.6674 | 1
51637 | DILEEM-01(42V50HZ,48V60HZ) | Contactor,3kW/400V,AC operated | 43.8159 | 1
51628 | DILEEM-01(48V50HZ) | Contactor,3kW/400V,AC operated | 43.8159 | 1
257053 | DILEEM-01(70V50HZ) | Contactor,3kW/400V,AC operated | 43.9148 | 1
230135 | DILEEM-01-C(230V50HZ,240V60HZ) | Contactor,3kW/400V,AC operated | 50.5961 | 1
51646 | DILEEM-01-G(110VDC) | Contactor,3kW/400V,DC operated | 58.8523 | 1
51649 | DILEEM-01-G(12VDC) | Contactor,3kW/400V,DC operated | 47.8654 | 1
51645 | DILEEM-01-G(220VDC) | Contactor,3kW/400V,DC operated | 71.5714 | 1
51650 | DILEEM-01-G(24VDC) | Contactor,3kW/400V,DC operated | 53.3052 | 1
51648 | DILEEM-01-G(48VDC) | Contactor,3kW/400V,DC operated | 51.5772 | 1
51647 | DILEEM-01-G(60VDC) | Contactor,3kW/400V,DC operated | 53.2104 | 1
230155 | DILEEM-01-G-C(24VDC) | Contactor,3kW/400V,DC operated | 59.1493 | 1
51592 | DILEEM-10(110V50/60HZ) | Contactor,3kW/400V,AC operated | 43.8159 | 1
51611 | DILEEM-10(110V50HZ,120V60HZ) | Contactor,3kW/400V,AC operated | 43.9148 | 1
51599 | DILEEM-10(110V60HZ) | Contactor,3kW/400V,AC operated | 43.9148 | 1
51598 | DILEEM-10(115V60HZ) | Contactor,3kW/400V,AC operated | 43.8654 | 1
51610 | DILEEM-10(190V50HZ,220V60HZ) | Contactor,3kW/400V,AC operated | 44.0138 | 1
51591 | DILEEM-10(220V50/60HZ) | Contactor,3kW/400V,AC operated | 43.9148 | 1
51609 | DILEEM-10(220V50HZ,240V60HZ) | Contactor,3kW/400V,AC operated | 44.0138 | 1
56674 | DILEEM-10(230V50/60HZ) | Contactor,3kW/400V,AC operated | 35.452 | 1
51608 | DILEEM-10(230V50HZ,240V60HZ) | Contactor,3kW/400V,AC operated | 39.3238 | 1
51602 | DILEEM-10(240V50HZ) | Contactor,3kW/400V,AC operated | 35.6004 | 1
51596 | DILEEM-10(24V50/60HZ) | Contactor,3kW/400V,AC operated | 35.1055 | 1
51604 | DILEEM-10(24V50HZ) | Contactor,3kW/400V,AC operated | 35.2045 | 1
51600 | DILEEM-10(24V60HZ) | Contactor,3kW/400V,AC operated | 43.7169 | 1
51607 | DILEEM-10(380V50HZ,440V60HZ) | Contactor,3kW/400V,AC operated | 44.6572 | 1
51606 | DILEEM-10(400V50HZ,440V60HZ) | Contactor,3kW/400V,AC operated | 35.9469 | 1
51605 | DILEEM-10(415V50HZ,480V60HZ) | Contactor,3kW/400V,AC operated | 44.5582 | 1
51595 | DILEEM-10(42V50/60HZ) | Contactor,3kW/400V,AC operated | 43.6674 | 1
51612 | DILEEM-10(42V50HZ,48V60HZ) | Contactor,3kW/400V,AC operated | 43.7664 | 1
51603 | DILEEM-10(48V50HZ) | Contactor,3kW/400V,AC operated | 43.8159 | 1
230049 | DILEEM-10-C(230V50/60HZ) | Contactor,3kW/400V,AC operated | 50.3981 | 1
230042 | DILEEM-10-C(230V50HZ,240V60HZ) | Contactor,3kW/400V,AC operated | 50.5961 | 1
51640 | DILEEM-10-G(110VDC) | Contactor,3kW/400V,DC operated | 58.8523 | 1
292892 | DILEEM-10-G(125VDC) | Contactor,3kW/400V,DC operated | 60.4855 | 1
51644 | DILEEM-10-G(12VDC) | Contactor,3kW/400V,DC operated | 47.8654 | 1
51639 | DILEEM-10-G(220VDC) | Contactor,3kW/400V,DC operated | 71.5714 | 1
51643 | DILEEM-10-G(24VDC) | Contactor,3kW/400V,DC operated | 53.097 | 1
51642 | DILEEM-10-G(48VDC) | Contactor,3kW/400V,DC operated | 51.5277 | 1
51641 | DILEEM-10-G(60VDC) | Contactor,3kW/400V,DC operated | 53.2104 | 1
230052 | DILEEM-10-G-C(24VDC) | Contactor,3kW/400V,DC operated | 59.1493 | 1
20436 | DILEM-01(110V50/60HZ) | Contactor,4kW/400V,AC operated | 35.1909 | 1
51792 | DILEM-01(110V50HZ,120V60HZ) | Contactor,4kW/400V,AC operated | 35.2899 | 1
10470 | DILEM-01(115V60HZ) | Contactor,4kW/400V,AC operated | 43.8023 | 1
51793 | DILEM-01(190V50HZ,220V60HZ) | Contactor,4kW/400V,AC operated | 43.9012 | 1
227914 | DILEM-01(208V60HZ) | Contactor,4kW/400V,AC operated | 43.9507 | 1
51795 | DILEM-01(230V50HZ,240V60HZ) | Contactor,4kW/400V,AC operated | 39.1999 | 1
10151 | DILEM-01(240V50HZ) | Contactor,4kW/400V,AC operated | 35.4878 | 1
20402 | DILEM-01(24V50/60HZ) | Contactor,4kW/400V,AC operated | 34.9929 | 1
10086 | DILEM-01(24V50HZ) | Contactor,4kW/400V,AC operated | 35.0919 | 1
10134 | DILEM-01(24V60HZ) | Contactor,4kW/400V,AC operated | 43.6043 | 1
33348 | DILEM-01(380V50/60HZ) | Contactor,4kW/400V,AC operated | 44.3467 | 1
51796 | DILEM-01(380V50HZ,440V60HZ) | Contactor,4kW/400V,AC operated | 44.5941 | 1
51797 | DILEM-01(400V50HZ,440V60HZ) | Contactor,4kW/400V,AC operated | 35.8838 | 1
51798 | DILEM-01(415V50HZ,480V60HZ) | Contactor,4kW/400V,AC operated | 44.4951 | 1
33233 | DILEM-01(42V50/60HZ) | Contactor,4kW/400V,AC operated | 35.0424 | 1
51791 | DILEM-01(42V50HZ,48V60HZ) | Contactor,4kW/400V,AC operated | 35.1414 | 1
10294 | DILEM-01(48V50HZ) | Contactor,4kW/400V,AC operated | 43.7528 | 1
231681 | DILEM-01-C(110V50HZ,120V60HZ) | Contactor,4kW/400V,AC operated | 49.2957 | 1
231679 | DILEM-01-C(115V60HZ) | Contactor,4kW/400V,AC operated | 49.5432 | 1
231682 | DILEM-01-C(190V50HZ,220V60HZ) | Contactor,4kW/400V,AC operated | 50.0876 | 1
231683 | DILEM-01-C(220V50HZ,240V60HZ) | Contactor,4kW/400V,AC operated | 50.3845 | 1
231690 | DILEM-01-C(230V50/60HZ) | Contactor,4kW/400V,AC operated | 50.2855 | 1
230166 | DILEM-01-C(230V50HZ,240V60HZ) | Contactor,4kW/400V,AC operated | 50.4835 | 1
231676 | DILEM-01-C(240V50HZ) | Contactor,4kW/400V,AC operated | 50.6815 | 1
231687 | DILEM-01-C(24V50/60HZ) | Contactor,4kW/400V,AC operated | 49.2957 | 1
231674 | DILEM-01-C(24V50HZ) | Contactor,4kW/400V,AC operated | 49.3452 | 1
231684 | DILEM-01-C(380V50HZ,440V60HZ) | Contactor,4kW/400V,AC operated | 52.1662 | 1
231686 | DILEM-01-C(415V50HZ,480V60HZ) | Contactor,4kW/400V,AC operated | 52.4136 | 1
231688 | DILEM-01-C(42V50/60HZ) | Contactor,4kW/400V,AC operated | 49.3452 | 1
231680 | DILEM-01-C(42V50HZ,48V60HZ) | Contactor,4kW/400V,AC operated | 49.3947 | 1
231675 | DILEM-01-C(48V50HZ) | Contactor,4kW/400V,AC operated | 49.4937 | 1
10136 | DILEM-01-G(110VDC) | Contactor,4kW/400V,DC operated | 50.2904 | 1
79642 | DILEM-01-G(12VDC) | Contactor,4kW/400V,DC operated | 43.7256 | 1
10168 | DILEM-01-G(220VDC) | Contactor,4kW/400V,DC operated | 63.0095 | 1
10343 | DILEM-01-G(24VDC) | Contactor,4kW/400V,DC operated | 48.7635 | 1
10496 | DILEM-01-G(48VDC) | Contactor,4kW/400V,DC operated | 51.5277 | 1
231694 | DILEM-01-G-C(110VDC) | Contactor,4kW/400V,DC operated | 69.8392 | 1
231695 | DILEM-01-G-C(220VDC) | Contactor,4kW/400V,DC operated | 82.4098 | 1
230167 | DILEM-01-G-C(24VDC) | Contactor,4kW/400V,DC operated | 59.0008 | 1
51789 | DILEM-10 (415V50Hz, 480V60Hz) | Contactor,4kW/400V,AC operated | 44.4951 | 1
21455 | DILEM-10(110V50/60HZ) | Contactor,4kW/400V,AC operated | 35.1909 | 1
51783 | DILEM-10(110V50HZ,120V60HZ) | Contactor,4kW/400V,AC operated | 35.2899 | 1
10024 | DILEM-10(115V60HZ) | Contactor,4kW/400V,AC operated | 43.8023 | 1
51784 | DILEM-10(190V50HZ,220V60HZ) | Contactor,4kW/400V,AC operated | 43.9012 | 1
51785 | DILEM-10(220V50HZ,240V60HZ) | #N/A | 35.3889 | 1
52302 | DILEM-10(230V50/60HZ) | #N/A | 35.3394 | 1
51786 | DILEM-10(230V50HZ,240V60HZ) | Contactor,4kW/400V,AC operated | 39.1999 | 1
10032 | DILEM-10(240V50HZ) | Contactor,4kW/400V,AC operated | 35.4878 | 1
21417 | DILEM-10(24V50/60HZ) | Contactor,4kW/400V,AC operated | 34.9929 | 1
10005 | DILEM-10(24V50HZ) | Contactor,4kW/400V,AC operated | 35.0919 | 1
10006 | DILEM-10(24V60HZ) | Contactor,4kW/400V,AC operated | 43.6043 | 1
32241 | DILEM-10(380V50/60HZ) | Contactor,4kW/400V,AC operated | 35.8343 | 1
51787 | DILEM-10(380V50HZ,440V60HZ) | Contactor,4kW/400V,AC operated | 36.0322 | 1
51788 | DILEM-10(400V50HZ,440V60HZ) | Contactor,4kW/400V,AC operated | 35.8838 | 1
32174 | DILEM-10(42V50/60HZ) | Contactor,4kW/400V,AC operated | 43.6043 | 1
51782 | DILEM-10(42V50HZ,48V60HZ) | Contactor,4kW/400V,AC operated | 35.1414 | 1
10020 | DILEM-10(48V50HZ) | Contactor,4kW/400V,AC operated | 35.1909 | 1
231658 | DILEM-10-C(110V50HZ,120V60HZ) | Contactor,4kW/400V,AC operated | 49.2462 | 1
231656 | DILEM-10-C(115V60HZ) | Contactor,4kW/400V,AC operated | 49.5432 | 1
231659 | DILEM-10-C(190V50HZ,220V60HZ) | Contactor,4kW/400V,AC operated | 50.0876 | 1
231660 | DILEM-10-C(220V50HZ,240V60HZ) | Contactor,4kW/400V,AC operated | 50.3845 | 1
231667 | DILEM-10-C(230V50/60HZ) | Contactor,4kW/400V,AC operated | 50.2855 | 1
230164 | DILEM-10-C(230V50HZ,240V60HZ) | Contactor,4kW/400V,AC operated | 50.4835 | 1
231653 | DILEM-10-C(240V50HZ) | Contactor,4kW/400V,AC operated | 50.6815 | 1
231664 | DILEM-10-C(24V50/60HZ) | Contactor,4kW/400V,AC operated | 49.2957 | 1
231651 | DILEM-10-C(24V50HZ) | Contactor,4kW/400V,AC operated | 49.3452 | 1
231661 | DILEM-10-C(380V50HZ,440V60HZ) | Contactor,4kW/400V,AC operated | 52.1662 | 1
231663 | DILEM-10-C(415V50HZ,480V60HZ) | Contactor,4kW/400V,AC operated | 52.4136 | 1
231665 | DILEM-10-C(42V50/60HZ) | Contactor,4kW/400V,AC operated | 49.3452 | 1
231657 | DILEM-10-C(42V50HZ,48V60HZ) | Contactor,4kW/400V,AC operated | 49.3947 | 1
231652 | DILEM-10-C(48V50HZ) | Contactor,4kW/400V,AC operated | 49.4442 | 1
10309 | DILEM-10-G(110VDC) | Contactor,4kW/400V,DC operated | 50.2904 | 1
79594 | DILEM-10-G(12VDC) | Contactor,4kW/400V,DC operated | 43.7256 | 1
10325 | DILEM-10-G(220VDC) | Contactor,4kW/400V,DC operated | 62.96 | 1
10213 | DILEM-10-G(24VDC) | Contactor,4kW/400V,DC operated | 48.7635 | 1
10245 | DILEM-10-G(48VDC) | Contactor,4kW/400V,DC operated | 42.9658 | 1
231671 | DILEM-10-G-C(110VDC) | Contactor,4kW/400V,DC operated | 69.8392 | 1
231672 | DILEM-10-G-C(220VDC) | Contactor,4kW/400V,DC operated | 82.4098 | 1
230165 | DILEM-10-G-C(24VDC) | Contactor,4kW/400V,DC operated | 59.1493 | 1
127088 | DILEM12-01(110V50HZ,120V60HZ) | Miniature contactor 5,5 kW/400V, 1NC | 44.2972 | 1
127098 | DILEM12-01(230V50/60HZ) | Miniature contactor 5,5 kW/400V, 1NC | 44.3467 | 1
127091 | DILEM12-01(230V50HZ,240V60HZ) | Miniature contactor 5,5 kW/400V, 1NC | 40.2941 | 1
127095 | DILEM12-01(24V50/60HZ) | Miniature contactor 5,5 kW/400V, 1NC | 44.0002 | 1
127083 | DILEM12-01(24V50HZ) | Miniature contactor 5,5 kW/400V, 1NC | 44.0992 | 1
127137 | DILEM12-01-G(24VDC) | Miniature contactor 5,5 kW/400V, 1NC | 54.1218 | 1
127072 | DILEM12-10(110V50HZ,120V60HZ) | Miniature contactor 5,5 kW/400V, 1NO | 44.2972 | 1
127082 | DILEM12-10(230V50/60HZ) | Miniature contactor 5,5 kW/400V, 1NO | 35.8343 | 1
127075 | DILEM12-10(230V50HZ,240V60HZ) | Miniature contactor 5,5 kW/400V, 1NO | 40.0165 | 1
127079 | DILEM12-10(24V50/60HZ) | Miniature contactor 5,5 kW/400V, 1NO | 44.0002 | 1
127067 | DILEM12-10(24V50HZ) | Miniature contactor 5,5 kW/400V, 1NO | 44.0497 | 1
127132 | DILEM12-10-G(24VDC) | Miniature contactor 5,5 kW/400V, 1NO | 53.9531 | 1
51801 | DILEM4(110V50HZ,120V60HZ) | 4-pole contactor,20A/AC-1,AC operated | 43.8518 | 1
22078 | DILEM4(220V50/60HZ) | 4-pole contactor,20A/AC-1,AC operated | 43.8023 | 1
51803 | DILEM4(220V50HZ,240V | 4-pole contactor,20A/AC-1,AC operated | 43.9012 | 1
52506 | DILEM4(230V50/60HZ) | 4-pole contactor,20A/AC-1,AC operated | 35.3394 | 1
51804 | DILEM4(230V50HZ,240V60HZ) | 4-pole contactor,20A/AC-1,AC operated | 35.3889 | 1
14305 | DILEM4(240V50HZ) | 4-pole contactor,20A/AC-1,AC operated | 35.4878 | 1
22044 | DILEM4(24V50/60HZ) | 4-pole contactor,20A/AC-1,AC operated | 34.9929 | 1
14754 | DILEM4(24V50HZ) | 4-pole contactor,20A/AC-1,AC operated | 35.0919 | 1
14776 | DILEM4(24V60HZ) | 4-pole contactor,20A/AC-1,AC operated | 43.6043 | 1
51805 | DILEM4(380V50HZ,440V60HZ) | #N/A | 44.5941 | 1
51806 | DILEM4(400V50HZ,440V60HZ) | 4-pole contactor,20A/AC-1,AC operated | 35.8838 | 1
51807 | DILEM4(415V50HZ,480V60HZ) | 4-pole contactor,20A/AC-1,AC operated | 44.4951 | 1
51800 | DILEM4(42V50HZ,48V60HZ) | 4-pole contactor,20A/AC-1,AC operated | 43.7033 | 1
11052 | DILEM4(48V50HZ) | 4-pole contactor,20A/AC-1,AC operated | 43.7528 | 1
13166 | DILEM4-G(110VDC) | 4-pole contactor,20A/AC-1,DC operated | 58.8523 | 1
79680 | DILEM4-G(12VDC) | 4-pole contactor,20A/AC-1,DC operated | 43.7256 | 1
13194 | DILEM4-G(220VDC) | #N/A | 71.5219 | 1
12701 | DILEM4-G(24VDC) | 4-pole contactor,20A/AC-1,DC operated | 44.0555 | 1
12811 | DILEM4-G(48VDC) | 4-pole contactor,20A/AC-1,DC operated | 51.5277 | 1
21871 | DILER-22(110V50/60HZ) | Mini contactor relay 6A AC-15, 2Z 2V, Uc=110V/50HZ, 110V/60HZ | 43.2503 | 1
51774 | DILER-22(110V50HZ,120V60HZ) | Mini contactor relay 6A AC-15, 2Z 2V, Uc=110V/50HZ, 120V/60HZ | 43.2503 | 1
10265 | DILER-22(110V60HZ) | Mini contactor relay 6A AC-15, 2Z 2V, Uc=110V/60HZ | 43.8023 | 1
10211 | DILER-22(115V60HZ) | Mini contactor relay 6A AC-15, 2Z 2V, Uc=115V/60HZ | 43.7528 | 1
51775 | DILER-22(190V50HZ,220V60HZ) | Mini contactor relay 6A AC-15, 2Z 2V, Uc=190V/50HZ, 220V/60HZ | 43.8518 | 1
25410 | DILER-22(220-240V50HZ) | Mini contactor relay 6A AC-15, 2Z 2V, Uc=220-240V/50HZ | 43.9012 | 1
21889 | DILER-22(220V50/60HZ) | Mini contactor relay 6A AC-15, 2Z 2V, Uc=220V/50HZ, 220V/60HZ | 43.2503 | 1
51776 | DILER-22(220V50HZ,240V60HZ) | Mini contactor relay 6A AC-15, 2Z 2V, Uc=220V/50HZ, 240V/60HZ | 43.2503 | 1
52508 | DILER-22(230V50/60HZ) | Mini contactor relay 6A AC-15, 2Z 2V, Uc=230V/50HZ, 230V/60HZ | 43.2503 | 1
51777 | DILER-22(230V50HZ,240V60HZ) | Mini contactor relay 6A AC-15, 2Z 2V, Uc=230V/50HZ, 240V/60HZ | 48.9446 | 1
10138 | DILER-22(240V50HZ) | Mini contactor relay 6A AC-15, 2Z 2V, Uc=240V/50HZ | 43.2503 | 1
21704 | DILER-22(24V50/60HZ) | Mini contactor relay 6A AC-15, 2Z 2V, Uc=24V/50HZ, 24V/60HZ | 43.2503 | 1
10344 | DILER-22(24V50HZ) | Mini contactor relay 6A AC-15, 2Z 2V, Uc=24V/50HZ | 43.2503 | 1
10497 | DILER-22(24V60HZ) | Mini contactor relay 6A AC-15, 2Z 2V, Uc=24V/60HZ | 43.5548 | 1
51778 | DILER-22(380V50HZ,440V60HZ) | Mini contactor relay 6A AC-15, 2Z 2V, Uc=380V/50HZ, 440V/60HZ | 44.5446 | 1
51779 | DILER-22(400V50HZ,440V60HZ) | Mini contactor relay 6A AC-15, 2Z 2V, Uc=400V/50HZ, 440V/60HZ | 44.3961 | 1
51780 | DILER-22(415V50HZ,480V60HZ) | Mini contactor relay 6A AC-15, 2Z 2V, Uc=415V/50HZ, 480V/60HZ | 44.4456 | 1
29433 | DILER-22(42V50/60HZ) | Mini contactor relay 6A AC-15, 2Z 2V, Uc=42V/50HZ, 42V/60HZ | 43.5548 | 1
51773 | DILER-22(42V50HZ,48V60HZ) | Mini contactor relay 6A AC-15, 2Z 2V, Uc=42V/50HZ, 48V/60HZ | 43.2503 | 1
10201 | DILER-22(48V50HZ) | Mini contactor relay 6A AC-15, 2Z 2V, Uc=48V/50HZ | 43.7033 | 1
231793 | DILER-22-C(110V50HZ,120V60HZ) | Mini contactor relay 6A AC-15, 2Z 2V, spring-cage terminals, Uc=110V/50HZ, 120V/60HZ | 49.4442 | 1
231791 | DILER-22-C(115V60HZ) | Mini contactor relay 6A AC-15, 2Z 2V, spring-cage terminals, Uc=115V/60HZ | 49.6916 | 1
231794 | DILER-22-C(190V50HZ,220V60HZ) | Mini contactor relay 6A AC-15, 2Z 2V, spring-cage terminals, Uc=190V/50HZ, 220V/60HZ | 50.2855 | 1
231795 | DILER-22-C(220V50HZ,240V60HZ) | Mini contactor relay 6A AC-15, 2Z 2V, spring-cage terminals, Uc=220V/50HZ, 240V/60HZ | 50.533 | 1
231802 | DILER-22-C(230V50/60HZ) | Mini contactor relay 6A AC-15, 2Z 2V, spring-cage terminals, Uc=230V/50HZ, 230V/60HZ | 50.4835 | 1
230176 | DILER-22-C(230V50HZ,240V60HZ) | Mini contactor relay 6A AC-15, 2Z 2V, spring-cage terminals, Uc=230V/50HZ, 240V/60HZ | 50.6815 | 1
231788 | DILER-22-C(240V50HZ) | Mini contactor relay 6A AC-15, 2Z 2V, spring-cage terminals, Uc=240V/50HZ | 50.8794 | 1
231799 | DILER-22-C(24V50/60HZ) | Mini contactor relay 6A AC-15, 2Z 2V, spring-cage terminals, Uc=24V/50HZ, 24V/60HZ | 49.4442 | 1
231786 | DILER-22-C(24V50HZ) | Mini contactor relay 6A AC-15, 2Z 2V, spring-cage terminals, Uc=24V/50HZ | 49.5432 | 1
231796 | DILER-22-C(380V50HZ,440V60HZ) | Mini contactor relay 6A AC-15, 2Z 2V, spring-cage terminals, Uc=380V/50HZ, 440V/60HZ | 52.3146 | 1
231798 | DILER-22-C(415V50HZ,480V60HZ) | Mini contactor relay 6A AC-15, 2Z 2V, spring-cage terminals, Uc=415V/50HZ, 480V/60HZ | 52.6116 | 1
231800 | DILER-22-C(42V50/60HZ) | Mini contactor relay 6A AC-15, 2Z 2V, spring-cage terminals, Uc=42V/50HZ, 42V/60HZ | 49.4937 | 1
231792 | DILER-22-C(42V50HZ,48V60HZ) | Mini contactor relay 6A AC-15, 2Z 2V, spring-cage terminals, Uc=42V/50HZ, 48V/60HZ | 49.5432 | 1
231787 | DILER-22-C(48V50HZ) | Mini contactor relay 6A AC-15, 2Z 2V, spring-cage terminals, Uc=48V/50HZ | 49.6422 | 1
10043 | DILER-22-G(110VDC) | Mini contactor relay 6A AC-15, 2Z 2V, Uc=110V DC | 50.3399 | 1
80728 | DILER-22-G(12VDC) | Mini contactor relay 6A AC-15, 2Z 2V, Uc=12V DC | 47.7255 | 1
10091 | DILER-22-G(220VDC) | Mini contactor relay 6A AC-15, 2Z 2V, Uc=220V DC | 63.0095 | 1
10042 | DILER-22-G(24VDC) | Mini contactor relay 6A AC-15, 2Z 2V, Uc=24V DC | 53.6319 | 1
10346 | DILER-22-G(48VDC) | Mini contactor relay 6A AC-15, 2Z 2V, Uc=48V DC | 51.4782 | 1
10499 | DILER-22-G(60VDC) | Mini contactor relay 6A AC-15, 2Z 2V, Uc=60V DC | 53.1114 | 1
231806 | DILER-22-G-C(110VDC) | Mini contactor relay 6A AC-15, 2Z 2V, spring-cage terminals, Uc=110V DC | 70.0372 | 1
231807 | DILER-22-G-C(220VDC) | Mini contactor relay 6A AC-15, 2Z 2V, spring-cage terminals, Uc=220V DC | 82.6078 | 1
230177 | DILER-22-G-C(24VDC) | Mini contactor relay 6A AC-15, 2Z 2V, spring-cage terminals, Uc=24V DC | 59.2977 | 1
21624 | DILER-31(110V50/60HZ) | Mini contactor relay 6A AC-15, 3Z 1V, Uc=110V/50HZ, 110V/60HZ | 47.1042 | 1
51765 | DILER-31(110V50HZ,120V60HZ) | Mini contactor relay 6A AC-15, 3Z 1V, Uc=110V/50HZ, 120V/60HZ | 47.1042 | 1
10204 | DILER-31(115V60HZ) | Mini contactor relay 6A AC-15, 3Z 1V, Uc=115V/60HZ | 48.6142 | 1
51766 | DILER-31(190V50HZ,220V60HZ) | Mini contactor relay 6A AC-15, 3Z 1V, Uc=190V/50HZ, 220V/60HZ | 48.7242 | 1
21665 | DILER-31(220V50/60HZ) | Mini contactor relay 6A AC-15, 3Z 1V, Uc=220V/50HZ, 220V/60HZ | 48.6142 | 1
51767 | DILER-31(220V50HZ,240V60HZ) | Mini contactor relay 6A AC-15, 3Z 1V, Uc=220V/50HZ, 240V/60HZ | 48.7242 | 1
52509 | DILER-31(230V50/60HZ) | Mini contactor relay 6A AC-15, 3Z 1V, Uc=230V/50HZ, 230V/60HZ | 47.1042 | 1
51768 | DILER-31(230V50HZ,240V60HZ) | Mini contactor relay 6A AC-15, 3Z 1V, Uc=230V/50HZ, 240V/60HZ | 54.3829 | 1
10300 | DILER-31(240V50HZ) | Mini contactor relay 6A AC-15, 3Z 1V, Uc=240V/50HZ | 48.8891 | 1
21594 | DILER-31(24V50/60HZ) | Mini contactor relay 6A AC-15, 3Z 1V, Uc=24V/50HZ, 24V/60HZ | 47.1042 | 1
10251 | DILER-31(24V50HZ) | Mini contactor relay 6A AC-15, 3Z 1V, Uc=24V/50HZ | 47.1042 | 1
10267 | DILER-31(24V60HZ) | Mini contactor relay 6A AC-15, 3Z 1V, Uc=24V/60HZ | 48.3942 | 1
51769 | DILER-31(380V50HZ,440V60HZ) | Mini contactor relay 6A AC-15, 3Z 1V, Uc=380V/50HZ, 440V/60HZ | 49.494 | 1
51770 | DILER-31(400V50HZ,440V60HZ) | Mini contactor relay 6A AC-15, 3Z 1V, Uc=400V/50HZ, 440V/60HZ | 49.2741 | 1
51771 | DILER-31(415V50HZ,480V60HZ) | Mini contactor relay 6A AC-15, 3Z 1V, Uc=415V/50HZ, 480V/60HZ | 49.384 | 1
29869 | DILER-31(42V50/60HZ) | Mini contactor relay 6A AC-15, 3Z 1V, Uc=42V/50HZ, 42V/60HZ | 48.3942 | 1
51764 | DILER-31(42V50HZ,48V60HZ) | Mini contactor relay 6A AC-15, 3Z 1V, Uc=42V/50HZ, 48V/60HZ | 48.5042 | 1
10044 | DILER-31(48V50HZ) | Mini contactor relay 6A AC-15, 3Z 1V, Uc=48V/50HZ | 48.5592 | 1
231818 | DILER-31-C(110V50HZ,120V60HZ) | Mini contactor relay 6A AC-15, 3Z 1V, spring-cage terminals, Uc=110V/50HZ, 120V/60HZ | 49.4442 | 1
231816 | DILER-31-C(115V60HZ) | Mini contactor relay 6A AC-15, 3Z 1V, spring-cage terminals, Uc=115V/60HZ | 49.6916 | 1
231819 | DILER-31-C(190V50HZ,220V60HZ) | Mini contactor relay 6A AC-15, 3Z 1V, spring-cage terminals, Uc=190V/50HZ, 220V/60HZ | 50.2855 | 1
231820 | DILER-31-C(220V50HZ,240V60HZ) | Mini contactor relay 6A AC-15, 3Z 1V, spring-cage terminals, Uc=220V/50HZ, 240V/60HZ | 50.533 | 1
231827 | DILER-31-C(230V50/60HZ) | Mini contactor relay 6A AC-15, 3Z 1V, spring-cage terminals, Uc=230V/50HZ, 230V/60HZ | 50.434 | 1
230178 | DILER-31-C(230V50HZ,240V60HZ) | Mini contactor relay 6A AC-15, 3Z 1V, spring-cage terminals, Uc=230V/50HZ, 240V/60HZ | 50.6815 | 1
231813 | DILER-31-C(240V50HZ) | Mini contactor relay 6A AC-15, 3Z 1V, spring-cage terminals, Uc=240V/50HZ | 50.8299 | 1
231824 | DILER-31-C(24V50/60HZ) | Mini contactor relay 6A AC-15, 3Z 1V, spring-cage terminals, Uc=24V/50HZ, 24V/60HZ | 49.4442 | 1
231811 | DILER-31-C(24V50HZ) | Mini contactor relay 6A AC-15, 3Z 1V, spring-cage terminals, Uc=24V/50HZ | 49.5432 | 1
231821 | DILER-31-C(380V50HZ,440V60HZ) | Mini contactor relay 6A AC-15, 3Z 1V, spring-cage terminals, Uc=380V/50HZ, 440V/60HZ | 52.3146 | 1
231823 | DILER-31-C(415V50HZ,480V60HZ) | Mini contactor relay 6A AC-15, 3Z 1V, spring-cage terminals, Uc=415V/50HZ, 480V/60HZ | 52.5621 | 1
231825 | DILER-31-C(42V50/60HZ) | Mini contactor relay 6A AC-15, 3Z 1V, spring-cage terminals, Uc=42V/50HZ, 42V/60HZ | 49.4937 | 1
231817 | DILER-31-C(42V50HZ,48V60HZ) | Mini contactor relay 6A AC-15, 3Z 1V, spring-cage terminals, Uc=42V/50HZ, 48V/60HZ | 49.5432 | 1
231812 | DILER-31-C(48V50HZ) | Mini contactor relay 6A AC-15, 3Z 1V, spring-cage terminals, Uc=48V/50HZ | 49.6422 | 1
10253 | DILER-31-G(110VDC) | Mini contactor relay 6A AC-15, 3Z 1V, Uc=110V DC | 58.8028 | 1
292895 | DILER-31-G(125VDC) | Mini contactor relay 6A AC-15, 3Z 1V, Uc=125V DC | 60.436 | 1
79761 | DILER-31-G(12VDC) | Mini contactor relay 6A AC-15, 3Z 1V, Uc=12V DC | 47.7255 | 1
10269 | DILER-31-G(220VDC) | Mini contactor relay 6A AC-15, 3Z 1V, Uc=220V DC | 71.4724 | 1
10157 | DILER-31-G(24VDC) | Mini contactor relay 6A AC-15, 3Z 1V, Uc=24V DC | 53.6319 | 1
10205 | DILER-31-G(48VDC) | Mini contactor relay 6A AC-15, 3Z 1V, Uc=48V DC | 51.4782 | 1
231831 | DILER-31-G-C(110VDC) | Mini contactor relay 6A AC-15, 3Z 1V, spring-cage terminals, Uc=110V DC | 69.8887 | 1
231832 | DILER-31-G-C(220VDC) | Mini contactor relay 6A AC-15, 3Z 1V, spring-cage terminals, Uc=220V DC | 82.6078 | 1
230179 | DILER-31-G-C(24VDC) | Mini contactor relay 6A AC-15, 3Z 1V, spring-cage terminals, Uc=24V DC | 59.2977 | 1
21961 | DILER-40(110V50/60HZ) | Mini contactor relay 6A AC-15, 4Z, Uc=110V/50HZ, 110V/60HZ | 48.5592 | 1
51756 | DILER-40(110V50HZ,120V60HZ) | Mini contactor relay 6A AC-15, 4Z, Uc=110V/50HZ, 120V/60HZ | 47.9048 | 1
10270 | DILER-40(115V60HZ) | Mini contactor relay 6A AC-15, 4Z, Uc=, 115V/60HZ | 48.6142 | 1
51757 | DILER-40(190V50HZ,220V60HZ) | Mini contactor relay 6A AC-15, 4Z, Uc=190V/50HZ, 220V/60HZ | 48.7242 | 1
21983 | DILER-40(220V50/60HZ) | Mini contactor relay 6A AC-15, 4Z, Uc=220V/50HZ, 220V/60HZ | 47.9048 | 1
51758 | DILER-40(220V50HZ,240V60HZ) | Mini contactor relay 6A AC-15, 4Z, Uc=220V/50HZ, 240V/60HZ | 47.9048 | 1
52725 | DILER-40(230V50/60HZ) | Mini contactor relay 6A AC-15, 4Z, Uc=230V/50HZ, 230V/60HZ | 47.9048 | 1
51759 | DILER-40(230V50HZ,240V60HZ) | Mini contactor relay 6A AC-15, 4Z, Uc=230V/50HZ, 240V/60HZ | 54.3829 | 1
10478 | DILER-40(240V50HZ) | Mini contactor relay 6A AC-15, 4Z, Uc=240V/50HZ | 48.8891 | 1
21924 | DILER-40(24V50/60HZ) | Mini contactor relay 6A AC-15, 4Z, Uc=24V/50HZ, 24V/60HZ | 47.9048 | 1
10094 | DILER-40(24V50HZ) | Mini contactor relay 6A AC-15, 4Z, Uc=24V/50HZ | 47.9048 | 1
10110 | DILER-40(24V60HZ) | Mini contactor relay 6A AC-15, 4Z, Uc=, 24V/60HZ | 48.3942 | 1
51760 | DILER-40(380V50HZ,440V60HZ) | Mini contactor relay 6A AC-15, 4Z, Uc=380V/50HZ, 440V/60HZ | 49.494 | 1
51761 | DILER-40(400V50HZ,440V60HZ) | Mini contactor relay 6A AC-15, 4Z, Uc=400V/50HZ, 440V/60HZ | 49.2741 | 1
51762 | DILER-40(415V50HZ,480V60HZ) | Mini contactor relay 6A AC-15, 4Z, Uc=415V/50HZ, 480V/60HZ | 49.384 | 1
33459 | DILER-40(42V50/60HZ) | Mini contactor relay 6A AC-15, 4Z, Uc=42V/50HZ, 42V/60HZ | 48.3942 | 1
51755 | DILER-40(42V50HZ,48V60HZ) | Mini contactor relay 6A AC-15, 4Z, Uc=42V/50HZ, 48V/60HZ | 48.5042 | 1
10190 | DILER-40(48V50HZ) | Mini contactor relay 6A AC-15, 4Z, Uc=48V/50HZ | 48.5592 | 1
231841 | DILER-40-C(110V50HZ,120V60HZ) | Mini contactor relay 6A AC-15, 4Z, spring-cage terminals, Uc=110V/50HZ, 120V/60HZ | 49.4442 | 1
231839 | DILER-40-C(115V60HZ) | Mini contactor relay 6A AC-15, 4Z, spring-cage terminals, Uc=115V/60HZ | 49.6916 | 1
231842 | DILER-40-C(190V50HZ,220V60HZ) | Mini contactor relay 6A AC-15, 4Z, spring-cage terminals, Uc=190V/50HZ, 220V/60HZ | 50.236 | 1
231843 | DILER-40-C(220V50HZ,240V60HZ) | Mini contactor relay 6A AC-15, 4Z, spring-cage terminals, Uc=220V/50HZ, 240V/60HZ | 50.533 | 1
231850 | DILER-40-C(230V50/60HZ) | Mini contactor relay 6A AC-15, 4Z, spring-cage terminals, Uc=230V/50HZ, 230V/60HZ | 50.434 | 1
230239 | DILER-40-C(230V50HZ,240V60HZ) | Mini contactor relay 6A AC-15, 4Z, spring-cage terminals, Uc=230V/50HZ, 240V/60HZ | 50.632 | 1
231836 | DILER-40-C(240V50HZ) | Mini contactor relay 6A AC-15, 4Z, spring-cage terminals, Uc=240V/50HZ | 50.8299 | 1
231847 | DILER-40-C(24V50/60HZ) | Mini contactor relay 6A AC-15, 4Z, spring-cage terminals, Uc=24V/50HZ, 24V/60HZ | 49.4442 | 1
231834 | DILER-40-C(24V50HZ) | Mini contactor relay 6A AC-15, 4Z, spring-cage terminals, Uc=24V/50HZ | 49.4937 | 1
231844 | DILER-40-C(380V50HZ,440V60HZ) | Mini contactor relay 6A AC-15, 4Z, spring-cage terminals, Uc=380V/50HZ, 440V/60HZ | 52.3146 | 1
231846 | DILER-40-C(415V50HZ,480V60HZ) | Mini contactor relay 6A AC-15, 4Z, spring-cage terminals, Uc=415V/50HZ, 480V/60HZ | 52.5621 | 1
231848 | DILER-40-C(42V50/60HZ) | Mini contactor relay 6A AC-15, 4Z, spring-cage terminals, Uc=42V/50HZ, 42V/60HZ | 49.4937 | 1
231840 | DILER-40-C(42V50HZ,48V60HZ) | Mini contactor relay 6A AC-15, 4Z, spring-cage terminals, Uc=42V/50HZ, 48V/60HZ | 49.5432 | 1
231835 | DILER-40-C(48V50HZ) | Mini contactor relay 6A AC-15, 4Z, spring-cage terminals, Uc=48V/50HZ | 49.6422 | 1
10287 | DILER-40-G(110VDC) | Mini contactor relay 6A AC-15, 4Z, Uc=110V DC | 58.8028 | 1
79711 | DILER-40-G(12VDC) | Mini contactor relay 6A AC-15, 4Z, Uc=12V DC | 49.1396 | 1
10303 | DILER-40-G(220VDC) | Mini contactor relay 6A AC-15, 4Z, Uc=220V DC | 62.96 | 1
10223 | DILER-40-G(24VDC) | Mini contactor relay 6A AC-15, 4Z, Uc=24V DC | 59.5909 | 1
10255 | DILER-40-G(48VDC) | Mini contactor relay 6A AC-15, 4Z, Uc=48V DC | 51.4782 | 1
10271 | DILER-40-G(60VDC) | Mini contactor relay 6A AC-15, 4Z, Uc=60V DC | 53.1114 | 1
231854 | DILER-40-G-C(110VDC) | Mini contactor relay 6A AC-15, 4Z, spring-cage terminals, Uc=110V DC | 69.9877 | 1
231855 | DILER-40-G-C(220VDC) | Mini contactor relay 6A AC-15, 4Z, spring-cage terminals, Uc=220V DC | 82.6078 | 1
230241 | DILER-40-G-C(24VDC) | Mini contactor relay 6A AC-15, 4Z, spring-cage terminals, Uc=24V DC | 59.2977 | 1
144054 | DILH1400/22(RAC500) | #N/A | 10677.3588 | 1
272441 | DILH1400/22(RAW250) | Contactor, Ie=1400A, AC/DC operated | 10677.3588 | 1
173407 | DILH1400-XCOVER | Replacement cover for DILH1400 | 36.0769 | 1
289161 | DILH1400-XSP/E(RAW250) | Spare coil AC for DILM1400 | 1645.447 | 1
272442 | DILH2000/22(RAW250) | Contactor, Ie=2000A, AC/DC operated | 17804.0324 | 1
111793 | DILH2200/22(RAW250) | Contactor, Ie=2200A, AC/DC operated | 24284.6283 | 1
125945 | DILH2600/22(RAW250) | Contactor, Ie=2600A, AC/DC operated | 24990.8231 | 1
125946 | DILH2600-XSM | Varistor suppressor (DILM1600, DILH2000 .. 2600) | 144.2474 | 1
293997 | DILK12-11(*V50HZ) | Contactor for three-phase capacitors 12,5kVAR, 3ph+1no+1nc, Uc=* V/50HZ | 99.5829 | 10
293998 | DILK12-11(*V60HZ) | Contactor for three-phase capacitors 12,5kVAR, 3ph+1no+1nc, Uc=* V/60HZ | 99.5829 | 10
293985 | DILK12-11(110V50HZ,120V60HZ) | Contactor for three-phase capacitors 12,5kVAR, 3ph+1no+1nc, Uc=110V/50HZ, 120V/60HZ | 99.3013 | 1
293986 | DILK12-11(190V50HZ,220V60HZ) | Contactor for three-phase capacitors 12,5kVAR, 3ph+1no+1nc, Uc=190V/50HZ, 220V/60HZ | 99.5487 | 1
293988 | DILK12-11(230V50HZ,240V60HZ) | Contactor for three-phase capacitors 12,5kVAR, 3ph+1no+1nc, Uc=230V/50HZ, 240V/60HZ | 99.5982 | 1
293981 | DILK12-11(24V60HZ) | Contactor for three-phase capacitors 12,5kVAR, 3ph+1no+1nc, Uc=24V/60HZ | 99.3013 | 1
293996 | DILK12-11(380V50/60HZ) | Contactor for three-phase capacitors 12,5kVAR, 3ph+1no+1nc, Uc=380V/50HZ | 99.6972 | 1
293990 | DILK12-11(400V50HZ,440V60HZ) | Contactor for three-phase capacitors 12,5kVAR, 3ph+1no+1nc, Uc=400V/50HZ, 440V/60HZ | 99.8952 | 1
293991 | DILK12-11(415V50HZ,480V60HZ) | Contactor for three-phase capacitors 12,5kVAR, 3ph+1no+1nc, Uc=415V/50HZ, 480V/60HZ | 99.8952 | 1
293984 | DILK12-11(42V50HZ,48V60HZ) | Contactor for three-phase capacitors 12,5kVAR, 3ph+1no+1nc, Uc=42V/50HZ, 48V/60HZ | 99.1528 | 1
293968 | DILK12-11(48V50HZ) | Contactor for three-phase capacitors 12,5kVAR, 3ph+1no+1nc, Uc=48V/50HZ | 99.4003 | 1
294019 | DILK20-11(*V50HZ) | Contactor for three-phase capacitors 20kVAR, 3ph+1no+1nc, Uc=* V/50HZ | 123.7631 | 10
294020 | DILK20-11(*V60HZ) | Contactor for three-phase capacitors 20kVAR, 3ph+1no+1nc, Uc=* V/60HZ | 123.7631 | 10
294007 | DILK20-11(110V50HZ,120V60HZ) | Contactor for three-phase capacitors 20kVAR, 3ph+1no+1nc, Uc=110V/50HZ, 120V/60HZ | 120.8164 | 1
294008 | DILK20-11(190V50HZ,220V60HZ) | Contactor for three-phase capacitors 20kVAR, 3ph+1no+1nc, Uc=190V/50HZ, 220V/60HZ | 120.8164 | 1
294010 | DILK20-11(230V50HZ,240V60HZ) | Contactor for three-phase capacitors 20kVAR, 3ph+1no+1nc, Uc=230V/50HZ, 240V/60HZ | 120.8164 | 1
294003 | DILK20-11(24V60HZ) | Contactor for three-phase capacitors 20kVAR, 3ph+1no+1nc, Uc=24V/60HZ | 120.8164 | 1
294018 | DILK20-11(380V50/60HZ) | Contactor for three-phase capacitors 20kVAR, 3ph+1no+1nc, Uc=380V/50HZ | 120.8164 | 1
294012 | DILK20-11(400V50HZ,440V60HZ) | Contactor for three-phase capacitors 20kVAR, 3ph+1no+1nc, Uc=400V/50HZ, 440V/60HZ | 120.8164 | 1
294013 | DILK20-11(415V50HZ,480V60HZ) | Contactor for three-phase capacitors 20kVAR, 3ph+1no+1nc, Uc=415V/50HZ, 480V/60HZ | 120.8164 | 1
294006 | DILK20-11(42V50HZ,48V60HZ) | Contactor for three-phase capacitors 20kVAR, 3ph+1no+1nc, Uc=42V/50HZ, 48V/60HZ | 120.8164 | 1
294000 | DILK20-11(48V50HZ) | Contactor for three-phase capacitors 20kVAR, 3ph+1no+1nc, Uc=48V/50HZ | 120.8164 | 1
294041 | DILK25-11(*V50HZ) | Contactor for three-phase capacitors 25kVAR, 3ph+1no+1nc, Uc=* V/50HZ | 153.4253 | 10
294029 | DILK25-11(110V50HZ,120V60HZ) | Contactor for three-phase capacitors 25kVAR, 3ph+1no+1nc, Uc=110V/50HZ, 120V/60HZ | 145.0774 | 1
294030 | DILK25-11(190V50HZ,220V60HZ) | Contactor for three-phase capacitors 25kVAR, 3ph+1no+1nc, Uc=190V/50HZ, 220V/60HZ | 145.0774 | 1
294032 | DILK25-11(230V50HZ,240V60HZ) | Contactor for three-phase capacitors 25kVAR, 3ph+1no+1nc, Uc=230V/50HZ, 240V/60HZ | 145.0774 | 1
294025 | DILK25-11(24V60HZ) | Contactor for three-phase capacitors 25kVAR, 3ph+1no+1nc, Uc=24V/60HZ | 145.0774 | 1
294040 | DILK25-11(380V50/60HZ) | Contactor for three-phase capacitors 25kVAR, 3ph+1no+1nc, Uc=380V/50HZ | 145.0774 | 1
294034 | DILK25-11(400V50HZ,440V60HZ) | Contactor for three-phase capacitors 25kVAR, 3ph+1no+1nc, Uc=400V/50HZ, 440V/60HZ | 145.0774 | 1
294035 | DILK25-11(415V50HZ,480V60HZ) | Contactor for three-phase capacitors 25kVAR, 3ph+1no+1nc, Uc=415V/50HZ, 480V/60HZ | 145.0774 | 1
294028 | DILK25-11(42V50HZ,48V60HZ) | Contactor for three-phase capacitors 25kVAR, 3ph+1no+1nc, Uc=42V/50HZ, 48V/60HZ | 145.0774 | 1
294022 | DILK25-11(48V50HZ) | Contactor for three-phase capacitors 25kVAR, 3ph+1no+1nc, Uc=48V/50HZ | 145.0774 | 1
294051 | DILK33-10(110V50HZ,120V60HZ) | Contactor for three-phase capacitors 33,3kVAR, 3ph+1no, Uc=110V/50HZ, 120V/60HZ | 230.8988 | 1
294052 | DILK33-10(190V50HZ,220V60HZ) | Contactor for three-phase capacitors 33,3kVAR, 3ph+1no, Uc=190V/50HZ, 220V/60HZ | 230.8988 | 1
294054 | DILK33-10(230V50HZ,240V60HZ) | Contactor for three-phase capacitors 33,3kVAR, 3ph+1no, Uc=230V/50HZ, 240V/60HZ | 230.8988 | 1
294047 | DILK33-10(24V60HZ) | Contactor for three-phase capacitors 33,3kVAR, 3ph+1no, Uc=24V/60HZ | 230.8988 | 1
294056 | DILK33-10(400V50HZ,440V60HZ) | Contactor for three-phase capacitors 33,3kVAR, 3ph+1no, Uc=400V/50HZ, 440V/60HZ | 230.8988 | 1
294050 | DILK33-10(42V50HZ,48V60HZ) | Contactor for three-phase capacitors 33,3kVAR, 3ph+1no, Uc=42V/50HZ, 48V/60HZ | 230.8988 | 1
294044 | DILK33-10(48V50HZ) | Contactor for three-phase capacitors 33,3kVAR, 3ph+1no, Uc=48V/50HZ | 230.8988 | 1
294073 | DILK50-10(110V50HZ,120V60HZ) | Contactor for three-phase capacitors 50kVAR, 3ph+1no, Uc=110V/50HZ, 120V/60HZ | 317.5014 | 1
294074 | DILK50-10(190V50HZ,220V60HZ) | Contactor for three-phase capacitors 50kVAR, 3ph+1no, Uc=190V/50HZ, 220V/60HZ | 317.5014 | 1
294076 | DILK50-10(230V50HZ,240V60HZ) | Contactor for three-phase capacitors 50kVAR, 3ph+1no, Uc=230V/50HZ, 240V/60HZ | 317.5014 | 1
294069 | DILK50-10(24V60HZ) | Contactor for three-phase capacitors 50kVAR, 3ph+1no, Uc=24V/60HZ | 317.5014 | 1
294078 | DILK50-10(400V50HZ,440V60HZ) | Contactor for three-phase capacitors 50kVAR, 3ph+1no, Uc=400V/50HZ, 440V/60HZ | 317.5014 | 1
294072 | DILK50-10(42V50HZ,48V60HZ) | Contactor for three-phase capacitors 50kVAR, 3ph+1no, Uc=42V/50HZ, 48V/60HZ | 317.5014 | 1
294066 | DILK50-10(48V50HZ) | Contactor for three-phase capacitors 50kVAR, 3ph+1no, Uc=48V/50HZ | 317.5014 | 1
267214 | DILM1000/22(RA250) | Contactor, 560kW/400V, Uc=110-250V AC/DC | 10115.0495 | 1
173406 | DILM1000-XCOVER | Replacement cover for DILM1000 | 36.0769 | 1
278427 | DILM1000-XHI11-SA | Auxilliary contacts for DILM40…DILM225A, DILMP63…DILMP200,1NO1NC, side-mounted | 13.5036 | 1
278425 | DILM1000-XHI11-SI | Auxilliary contacts for DILM40…DILM225A, DILMP63…DILMP200,1NO1NC, side-mounted | 15.796 | 1
278428 | DILM1000-XHIC11-SI | Auxilliary contacts for DILM40…DILM225A, DILMP63…DILMP200, 1NO1NC, side-mounted, spring terminal | 16.0086 | 1
278426 | DILM1000-XHIV11-SI | Auxilliary contacts for DILM40…DILM225A, DILMP63…DILMP200,1NO1NC, side-mounted | 21.4907 | 1
125947 | DILM1000-XSM | Varistor suppressor (DILM580 .. 1000, DILH1400) | 140.5133 | 1
289146 | DILM1000-XSP/E(RA110) | Spare coil AC for DILM580..1000 48-110V 40/60Hz, 48-110V DC | 1099.6032 | 1
289145 | DILM1000-XSP/E(RA250) | Spare coil AC for DILM580..1000, Uc=110-250V AC/DC | 1099.6032 | 1
289147 | DILM1000-XSP/E(RAC500) | Spare coil AC for DILM580..1000, Uc=250-500V 40/60Hz | 1099.6032 | 1
239547 | DILM115(RAC120) | Contactor,55kW/400V,AC operated | 422.2645 | 1
239545 | DILM115(RAC24) | Contactor,55kW/400V,AC operated | 422.2645 | 1
239548 | DILM115(RAC240) | Contactor,55kW/400V,AC operated | 464.4909 | 1
239549 | DILM115(RAC440) | Contactor,55kW/400V,AC operated | 422.2645 | 1
239546 | DILM115(RAC48) | Contactor,55kW/400V,AC operated | 422.2645 | 1
239550 | DILM115(RAC500) | Contactor,55kW/400V,AC operated | 422.2645 | 1
239567 | DILM115(RDC130) | Contactor,55kW/400V, Uc=130V DC | 422.2645 | 1
239555 | DILM115(RDC24) | Contactor,55kW/400V, Uc=24V DC | 464.4909 | 1
239572 | DILM115(RDC240) | Contactor,55kW/400V, Uc=240V DC | 422.2645 | 1
239560 | DILM115(RDC60) | Contactor,55kW/400V, Uc=60V DC | 422.2645 | 1
239577 | DILM115-22(RAC120) | Contactor,55kW/400V,AC operated | 440.2491 | 1
239578 | DILM115-22(RAC240) | Contactor,55kW/400V,AC operated | 440.2491 | 1
239579 | DILM115-22(RAC440) | #N/A | 440.2491 | 1
239581 | DILM115-22(RDC24) | Contactor,55kW/400V, Uc=24V DC | 440.2491 | 1
276877 | DILM12-01(*V50HZ) | Contactor,5,5kW/400V,AC-operated | 51.1513 | 10
276878 | DILM12-01(*V60HZ) | Contactor,5,5kW/400V,AC-operated | 51.1513 | 10
276885 | DILM12-01(*VDC) | Contactor,5,5kW/400V,DC-operated | 57.7952 | 10
276871 | DILM12-01(110V50/60HZ) | Contactor,5,5kW/400V,AC-operated | 38.8967 | 1
276862 | DILM12-01(110V50HZ,120V60HZ) | Contactor,5,5kW/400V,AC-operated | 38.8967 | 1
276883 | DILM12-01(110VDC) | Contactor,5,5kW/400V,DC-operated | 46.3427 | 1
276858 | DILM12-01(115V60HZ) | Contactor,5,5kW/400V,AC-operated | 38.8967 | 1
276863 | DILM12-01(190V50HZ,220V60HZ) | Contactor,5,5kW/400V,AC-operated | 38.8967 | 1
276859 | DILM12-01(208V60HZ) | Contactor,5,5kW/400V,AC-operated | 38.8967 | 1
276872 | DILM12-01(220V50/60HZ) | Contactor,5,5kW/400V,AC-operated | 38.8967 | 1
276864 | DILM12-01(220V50HZ,240V60HZ) | Contactor,5,5kW/400V,AC-operated | 38.8967 | 1
276884 | DILM12-01(220VDC) | Contactor,5,5kW/400V,DC-operated | 46.3427 | 1
276873 | DILM12-01(230V50/60HZ) | Contactor,5,5kW/400V,AC-operated | 38.8967 | 1
276865 | DILM12-01(230V50HZ,240V60HZ) | Contactor,5,5kW/400V,AC-operated | 42.7864 | 1
276854 | DILM12-01(240V50HZ) | Contactor,5,5kW/400V,AC-operated | 38.8967 | 1
276869 | DILM12-01(24V50/60HZ) | Contactor,5,5kW/400V,AC-operated | 38.8967 | 1
276852 | DILM12-01(24V50HZ) | Contactor,5,5kW/400V,AC-operated | 38.8967 | 1
276856 | DILM12-01(24V60HZ) | Contactor,5,5kW/400V,AC-operated | 38.8967 | 1
276880 | DILM12-01(24VDC) | Contactor,5,5kW/400V,DC-operated | 50.9769 | 1
276874 | DILM12-01(380V50/60HZ) | Contactor,5,5kW/400V,AC-operated | 38.8967 | 1
276866 | DILM12-01(380V50HZ,440V60HZ) | Contactor,5,5kW/400V,AC-operated | 38.8967 | 1
276867 | DILM12-01(400V50HZ,440V60HZ) | Contactor,5,5kW/400V,AC-operated | 38.8967 | 1
276868 | DILM12-01(415V50HZ,480V60HZ) | Contactor,5,5kW/400V,AC-operated | 38.8967 | 1
276870 | DILM12-01(42V50/60HZ) | Contactor,5,5kW/400V,AC-operated | 38.8967 | 1
276861 | DILM12-01(42V50HZ,48V60HZ) | Contactor,5,5kW/400V,AC-operated | 38.8967 | 1
276853 | DILM12-01(48V50HZ) | Contactor,5,5kW/400V,AC-operated | 38.8967 | 1
276881 | DILM12-01(48VDC) | Contactor,5,5kW/400V,DC-operated | 46.3427 | 1
276860 | DILM12-01(600V60HZ) | Contactor,5,5kW/400V,AC-operated | 38.8967 | 1
276875 | DILM12-01(TVC100) | Contactor,5,5kW/400V, Uc=100V/50HZ, 100-110V/60HZ | 38.8967 | 1
276876 | DILM12-01(TVC200) | Contactor,5,5kW/400V, Uc=200V/50HZ, 200-220V/60HZ | 38.8967 | 1
102046 | DILM12-01-SOND516(24VDC) | Contactor,5,5kW/400V,red.retaining power2,4W, Uc=24V DC | 47.558 | 1
276842 | DILM12-10(*V50HZ) | Contactor,5,5kW/400V,AC-operated | 51.1513 | 10
276843 | DILM12-10(*V60HZ) | Contactor,5,5kW/400V,AC-operated | 51.1513 | 10
276850 | DILM12-10(*VDC) | Contactor,5,5kW/400V,DC-operated | 57.7952 | 10
276836 | DILM12-10(110V50/60HZ) | Contactor,5,5kW/400V,AC-operated | 38.8967 | 1
276827 | DILM12-10(110V50HZ,120V60HZ) | Contactor,5,5kW/400V,AC-operated | 38.8967 | 1
276848 | DILM12-10(110VDC) | Contactor,5,5kW/400V,DC-operated | 46.3427 | 1
276823 | DILM12-10(115V60HZ) | Contactor,5,5kW/400V,AC-operated | 38.8967 | 1
276844 | DILM12-10(12VDC) | Contactor,5,5kW/400V,DC-operated | 46.3427 | 1
276828 | DILM12-10(190V50HZ,220V60HZ) | Contactor,5,5kW/400V,AC-operated | 38.8967 | 1
276824 | DILM12-10(208V60HZ) | Contactor,5,5kW/400V,AC-operated | 38.8967 | 1
276837 | DILM12-10(220V50/60HZ) | Contactor,5,5kW/400V,AC-operated | 38.8967 | 1
276829 | DILM12-10(220V50HZ,240V60HZ) | Contactor,5,5kW/400V,AC-operated | 38.8967 | 1
276849 | DILM12-10(220VDC) | Contactor,5,5kW/400V,DC-operated | 46.3427 | 1
276838 | DILM12-10(230V50/60HZ) | Contactor,5,5kW/400V,AC-operated | 38.8967 | 1
276830 | DILM12-10(230V50HZ,240V60HZ) | Contactor,5,5kW/400V,AC-operated | 42.7864 | 1
276819 | DILM12-10(240V50HZ) |  | 38.8966 | 1
276834 | DILM12-10(24V50/60HZ) | Contactor,5,5kW/400V,AC-operated | 38.8966 | 1
276817 | DILM12-10(24V50HZ) | Contactor,5,5kW/400V,AC-operated | 38.8966 | 1
276821 | DILM12-10(24V60HZ) | Contactor,5,5kW/400V,AC-operated | 38.8966 | 1
276845 | DILM12-10(24VDC) | Contactor,5,5kW/400V,DC-operated | 50.9769 | 1
276839 | DILM12-10(380V50/60HZ) | Contactor,5,5kW/400V,AC-operated | 38.8967 | 1
276831 | DILM12-10(380V50HZ,440V60HZ) | Contactor,5,5kW/400V,AC-operated | 38.8967 | 1
276832 | DILM12-10(400V50HZ,440V60HZ) | Contactor,5,5kW/400V,AC-operated | 38.8967 | 1
276833 | DILM12-10(415V50HZ,480V60HZ) | Contactor,5,5kW/400V,AC-operated | 38.8967 | 1
276835 | DILM12-10(42V50/60HZ) | Contactor,5,5kW/400V,AC-operated | 38.8967 | 1
276826 | DILM12-10(42V50HZ,48V60HZ) | Contactor,5,5kW/400V,AC-operated | 38.8967 | 1
276818 | DILM12-10(48V50HZ) | Contactor,5,5kW/400V,AC-operated | 38.8967 | 1
276846 | DILM12-10(48VDC) | Contactor,5,5kW/400V,DC-operated | 46.3427 | 1
276825 | DILM12-10(600V60HZ) | Contactor,5,5kW/400V,AC-operated | 38.8967 | 1
276840 | DILM12-10(TVC100) | Contactor,5,5kW/400V, Uc=100V/50HZ, 100-110V/60HZ | 38.8967 | 1
276841 | DILM12-10(TVC200) | Contactor,5,5kW/400V, Uc=200V/50HZ, 200-220V/60HZ | 38.8967 | 1
102047 | DILM12-10-SOND516(24VDC) | Contactor,5,5kW/400V,red.retaining power2,4W, Uc=24V DC | 47.558 | 1
276900 | DILM12-21(230V50HZ,240V60HZ) | Contactor,5,5kW/400V,AC-operated | 50.1511 | 1
276915 | DILM12-21(24VDC) | Contactor,5,5kW/400V,DC-operated | 56.6548 | 1
106362 | DILM12-22(230V50HZ,240V60HZ) | Contactor,5,5kW/400V,AC-operated, 2NO 2NC | 50.1511 | 1
106369 | DILM12-22(24VDC) | Contactor,5,5kW/400V, Uc=24V DC, 2NO 2NC | 62.0907 | 1
276943 | DILM12-32(230V50/60HZ) | Contactor,5,5kW/400V,AC-operated | 57.3804 | 1
276935 | DILM12-32(230V50HZ,240V60HZ) | Contactor,5,5kW/400V,AC-operated | 57.3804 | 1
276950 | DILM12-32(24VDC) | Contactor,5,5kW/400V,DC-operated | 62.0675 | 1
240084 | DILM12-XDSB0/3 | Three phase commoning link f.3 DILM7..15 | 14.2941 | 5
240085 | DILM12-XDSB0/4 | Three phase commoning link f.4 DILM7..15 | 16.0894 | 5
240086 | DILM12-XDSB0/5 | Three phase commoning link f.5 DILM7..15 | 20.1117 | 5
240083 | DILM12-XEK | Incoming terminal for DILM7..15 | 11.1985 | 5
239374 | DILM12-XEV | Interconnecting bar, electrical blocking | 9.5022 | 20
109399 | DILM12-XMSM | Suppressor RC 380-575 (DILM 7...15) | 31.5894 | 4
281196 | DILM12-XMV | Mechanical interlocking (DILM 7…15) | 8.3698 | 1
281193 | DILM12-XP1 | Interconnecting bar with terminal (DILM 7…15) | 43.0568 | 5
239370 | DILM12-XP2 | Interconnecting bar, parallel inputs (DILM 7…15) | 13.1645 | 1
109400 | DILM12-XPBC | Adapter for mounting on printed circuit | 8.1728 | 4
110099 | DILM12-XR | Reversing link for DILM7..15 | 16.4075 | 20
239372 | DILM12-XRA2 | Interconnecting bar, electrical blocking | 13.7089 | 20
283108 | DILM12-XRL | Interconnect.set for reversing.comb. (DILM 7…15) | 38.5037 | 1
281190 | DILM12-XS1 | Interconnect.bar,star neutral point (DILM 7…15) | 5.6419 | 1
283130 | DILM12-XSL | Interconnect.set for Y-D combinations (DILM 7…15) | 44.7395 | 1
101672 | DILM12-XSPD | Diode suppressor (DILA,DILM7..15) | 10.3259 | 1
281200 | DILM12-XSPR240 | RC suppressor 130-240V (DILA,DILM7 .. 15) | 8.4984 | 1
281199 | DILM12-XSPR48 | RC suppressor 24-48V (DILA,DILM7 .. 15) | 8.3184 | 1
281201 | DILM12-XSPR500 | RC suppressor 240-500V (DILA,DILM7 .. 15) | 8.3313 | 1
281209 | DILM12-XSPV130 | Varistor suppressor 48-130V (DILA,DILM7 .. 15) | 8.3184 | 1
281210 | DILM12-XSPV240 | Varistor suppressor 130-240V (DILA,DILM7 .. 15) | 8.4856 | 1
281208 | DILM12-XSPV48 | Varistor suppressor 24-48V (DILA,DILM7 .. 15) | 8.4984 | 1
281211 | DILM12-XSPV500 | Varistor suppressor 240-500V (DILA,DILM7 .. 15) | 8.3313 | 1
281221 | DILM12-XSPVL240 | Varistor suppressor, LED 130-240V (DILA, DILM7 .. 15) | 11.1727 | 1
281220 | DILM12-XSPVL48 | Varistor suppressor, LED 24-48V (DILA, DILM7 .. 15) | 11.1727 | 1
239587 | DILM150(RAC120) | Contactor,75kW/400V,AC operated | 511.8001 | 1
239585 | DILM150(RAC24) | Contactor,75kW/400V,AC operated | 511.8001 | 1
239588 | DILM150(RAC240) | Contactor,75kW/400V,AC operated | 562.9801 | 1
239589 | DILM150(RAC440) | Contactor,75kW/400V,AC operated | 511.8001 | 1
239586 | DILM150(RAC48) | Contactor,75kW/400V,AC operated | 511.8001 | 1
239590 | DILM150(RAC500) | Contactor,75kW/400V,AC operated | 511.8001 | 1
239593 | DILM150(RDC130) | Contactor,75kW/400V, Uc=130V DC | 496.2417 | 1
239591 | DILM150(RDC24) | Contactor,75kW/400V, Uc=24V DC | 545.8659 | 1
239594 | DILM150(RDC240) | Contactor,75kW/400V, Uc=240V DC | 496.2417 | 1
239592 | DILM150(RDC60) | Contactor,75kW/400V, Uc=60V DC | 510.1365 | 1
290105 | DILM15-01(*V50HZ) | Contactor,7,5kW/400V,AC-operated | 58.5811 | 10
290106 | DILM15-01(*V60HZ) | Contactor,7,5kW/400V,AC-operated | 58.5811 | 10
290113 | DILM15-01(*VDC) | Contactor,7,5kW/400V,DC-operated | 96.1587 | 10
290099 | DILM15-01(110V50/60HZ) | Contactor,7,5kW/400V,AC-operated | 47.7891 | 1
290090 | DILM15-01(110V50HZ,120V60HZ) | Contactor,7,5kW/400V,AC-operated | 47.7891 | 1
290087 | DILM15-01(208V60HZ) | Contactor,7,5kW/400V,AC-operated | 47.7891 | 1
290100 | DILM15-01(220V50/60HZ) | Contactor,7,5kW/400V,AC-operated | 47.7891 | 1
290101 | DILM15-01(230V50/60HZ) | Contactor,7,5kW/400V,AC-operated | 47.7891 | 1
290093 | DILM15-01(230V50HZ,240V60HZ) | Contactor,7,5kW/400V,AC-operated | 52.5681 | 1
290082 | DILM15-01(240V50HZ) | Contactor,7,5kW/400V,AC-operated | 47.7891 | 1
290097 | DILM15-01(24V50/60HZ) | Contactor,7,5kW/400V,AC-operated | 47.7891 | 1
290080 | DILM15-01(24V50HZ) | Contactor,7,5kW/400V,AC-operated | 47.7891 | 1
290084 | DILM15-01(24V60HZ) | Contactor,7,5kW/400V,AC-operated | 47.7891 | 1
290108 | DILM15-01(24VDC) | Contactor,7,5kW/400V,DC-operated | 89.9611 | 1
290102 | DILM15-01(380V50/60HZ) | Contactor,7,5kW/400V,AC-operated | 47.7891 | 1
290095 | DILM15-01(400V50HZ,440V60HZ) | Contactor,7,5kW/400V,AC-operated | 47.7891 | 1
290096 | DILM15-01(415V50HZ,480V60HZ) | Contactor,7,5kW/400V,AC-operated | 47.7891 | 1
290089 | DILM15-01(42V50HZ,48V60HZ) | Contactor,7,5kW/400V,AC-operated | 47.7891 | 1
290081 | DILM15-01(48V50HZ) | Contactor,7,5kW/400V,AC-operated | 47.7891 | 1
290088 | DILM15-01(600V60HZ) | Contactor,7,5kW/400V,AC-operated | 47.7891 | 1
290103 | DILM15-01(TVC100) | Contactor,7,5kW/400V, Uc=100V/50HZ, 100-110V/60HZ | 47.7891 | 1
290104 | DILM15-01(TVC200) | Contactor,7,5kW/400V, Uc=200V/50HZ, 200-220V/60HZ | 47.7891 | 1
239597 | DILM150-22(RAC120) | Contactor,75kW/400V,AC operated | 512.0627 | 1
239598 | DILM150-22(RAC240) | Contactor,75kW/400V,AC operated | 512.0627 | 1
239601 | DILM150-22(RDC24) | Contactor,75kW/400V, Uc=24V DC | 512.0627 | 1
277947 | DILM150-XHI02 | Auxiliary contacts for DILM40…170,0NO2NC | 9.6624 | 1
277952 | DILM150-XHI04 | Auxiliary contacts for DILM40…170,0NO4NC | 15.8131 | 1
277946 | DILM150-XHI11 | Auxiliary contacts for DILM40…170,1NO1NC | 9.1675 | 1
277951 | DILM150-XHI13 | Auxiliary contacts for DILM40…170,1NO3NC | 15.7581 | 1
277945 | DILM150-XHI20 | Auxiliary contacts for DILM40…170,2NO0NC | 9.5139 | 1
277950 | DILM150-XHI22 | Auxiliary contacts for DILM40…170,2NO2NC | 15.6481 | 1
277949 | DILM150-XHI31 | Auxiliary contacts for DILM40…170,3NO1NC | 15.5931 | 1
277948 | DILM150-XHI40 | Auxiliary contacts for DILM40…170,4NO0NC | 15.3182 | 1
283463 | DILM150-XHIA11 | Auxiliary contacts for DILM40…170,1NO1NC | 9.1675 | 1
283464 | DILM150-XHIA22 | Auxiliary contacts for DILM40…170,2NO2NC | 15.7031 | 1
283465 | DILM150-XHIAC22 | Auxiliary contacts for DILM40…170,2NO2NC,spring terminal | 16.9538 | 1
278048 | DILM150-XHIC04 | Auxiliary contacts for DILM40…170,0NO4NC,spring terminal | 17.1022 | 1
278047 | DILM150-XHIC13 | Auxiliary contacts for DILM40…170,1NO3NC,spring terminal | 17.0032 | 1
278046 | DILM150-XHIC22 | Auxiliary contacts for DILM40…170,2NO2NC,spring terminal | 16.9538 | 1
278045 | DILM150-XHIC31 | Auxiliary contacts for DILM40…170,3NO1NC,spring terminal | 16.8548 | 1
278044 | DILM150-XHIC40 | Auxiliary contacts for DILM40…170,4NO0NC,spring terminal | 16.5083 | 1
278049 | DILM150-XHICV22 | Auxiliary contacts for DILM40…170,1NO1NO(e)/1NC1NC(l),spring terminal | 17.5971 | 1
277953 | DILM150-XHIV22 | Auxiliary contacts for DILM40…170,1NO1NO(e)/1NC1NC(l) | 16.363 | 1
106492 | DILM150-XIP2X | Terminal shrouding kit DILM80…170, DILMP125…200 | 2.108 | 8
240081 | DILM150-XMV | Mechanical interlocking (DILM 80..170) | 100.0913 | 1
240082 | DILM150-XMV50 | Mechanical interlocking (DILM 80..170) | 47.0385 | 1
107020 | DILM150-XMVE | Set of spare parts for mechanical interlock | 11.9064 | 1
284769 | DILM150-XP1 | Interconnecting bar with terminal (DILM 80…170) | 204.9405 | 1
101685 | DILM150-XP2 | #N/A | 115.4611 | 10
101681 | DILM150-XRL | Interconnect.set for reversing.comb. (DILM 80…170) | 270.1374 | 1
284768 | DILM150-XS1 | Interconnect.bar,star neutral point (DILM 80…170) | 13.4697 | 1
107668 | DILM150-XS1-SPS | #N/A | 24.5473 | 100
101487 | DILM150-XSL | Interconnect.set for Y-D combinations (DILM 115…170) | 307.0449 | 1
230111 | DILM150-XSP(RAC120) | Spare coil AC for DILM115..170, Uc=120V AC | 75.2279 | #N/A
230109 | DILM150-XSP(RAC24) | Spare coil AC for DILM115..170 | 79.1801 | 1
230112 | DILM150-XSP(RAC240) | Spare coil AC for DILM115..170, Uc=190-240V 50/60Hz | 75.3405 | 1
230113 | DILM150-XSP(RAC440) | Spare coil AC for DILM115...170, Uc=380-440V 50/60Hz | 82.3769 | 1
230110 | DILM150-XSP(RAC48) | Spare coil AC for DILM115..170 | 102.9155 | #N/A
230114 | DILM150-XSP(RAC500) | Spare coil AC for DILM115..170, Uc=250-500V 40/60Hz | 86.4846 | #N/A
230117 | DILM150-XSP(RDC130) | Spare coil DC for DILM115..170, Uc=130V DC | 107.7774 | #N/A
230115 | DILM150-XSP(RDC24) | Spare coil DC for DILM115..170, Uc=24V DC | 107.7774 | 1
230122 | DILM150-XSP(RDC240) | Spare coil DC for DILM115..170, Uc=240V DC | 107.7774 | #N/A
230116 | DILM150-XSP(RDC60) | Spare coil DC for DILM115..170, Uc=60V DC | 107.7774 | 1
281226 | DILM150-XVB | Coupling for contactor mech.connection (DILM40..170) | 2.2766 | 10
104486 | DILM150-XZK | #N/A | 3.6293 | 1
290070 | DILM15-10(*V50HZ) | Contactor,7,5kW/400V,AC-operated | 58.5811 | 10
290071 | DILM15-10(*V60HZ) | Contactor,7,5kW/400V,AC-operated | 58.5811 | 10
290078 | DILM15-10(*VDC) | Contactor,7,5kW/400V,DC-operated | 96.1587 | 10
290064 | DILM15-10(110V50/60HZ) |  | 47.7893 | 1
290064 | DILM15-10(110V50/60HZ) | Contactor,7,5kW/400V,AC-operated | 47.7893 | 1
290055 | DILM15-10(110V50HZ,120V60HZ) | Contactor,7,5kW/400V,AC-operated | 47.7891 | 1
290052 | DILM15-10(208V60HZ) | Contactor,7,5kW/400V,AC-operated | 47.7891 | 1
290065 | DILM15-10(220V50/60HZ) | #N/A | 47.7891 | 1
290057 | DILM15-10(220V50HZ,240V60HZ) | Contactor,7,5kW/400V,AC-operated | 47.7891 | 1
290066 | DILM15-10(230V50/60HZ) | Contactor,7,5kW/400V,AC-operated | 47.7891 | 1
290058 | DILM15-10(230V50HZ,240V60HZ) | Contactor,7,5kW/400V,AC-operated | 52.5681 | 1
290062 | DILM15-10(24V50/60HZ) | Contactor,7,5kW/400V,AC-operated | 47.7891 | 1
290045 | DILM15-10(24V50HZ) | Contactor,7,5kW/400V,AC-operated | 47.7891 | 1
290049 | DILM15-10(24V60HZ) | Contactor,7,5kW/400V,AC-operated | 47.7891 | 1
290073 | DILM15-10(24VDC) | Contactor,7,5kW/400V,DC-operated | 89.9611 | 1
290067 | DILM15-10(380V50/60HZ) | Contactor,7,5kW/400V,AC-operated | 47.7891 | 1
290060 | DILM15-10(400V50HZ,440V60HZ) | Contactor,7,5kW/400V,AC-operated | 47.7891 | 1
290061 | DILM15-10(415V50HZ,480V60HZ) | Contactor,7,5kW/400V,AC-operated | 47.7891 | 1
290054 | DILM15-10(42V50HZ,48V60HZ) | Contactor,7,5kW/400V,AC-operated | 47.7891 | 1
290046 | DILM15-10(48V50HZ) | Contactor,7,5kW/400V,AC-operated | 47.7891 | 1
290053 | DILM15-10(600V60HZ) | Contactor,7,5kW/400V,AC-operated | 47.7891 | 1
290068 | DILM15-10(TVC100) | Contactor,7,5kW/400V, Uc=100V/50HZ, 100-110V/60HZ | 47.7891 | 1
290069 | DILM15-10(TVC200) | Contactor,7,5kW/400V, Uc=200V/50HZ, 200-220V/60HZ | 47.7891 | 1
114955 | DILM15-10C(24VDC) | #N/A | 114.3751 | 1
106363 | DILM15-22(230V50HZ,240V60HZ) | Contactor,7,5kW/400V,AC-operated, 2NO 2NC | 64.066 | 1
106370 | DILM15-22(24VDC) | Contactor,7,5kW/400V, Uc=24V DC, 2NO 2NC | 92.4926 | 1
106727 | DILM1600/22(RAW250) | Contactor, 900kW/400V,AC/DC operated | 22075.3283 | 1
107012 | DILM170(RAC120) | Contactor,90kW/400V,AC operated | 566.0784 | 1
107010 | DILM170(RAC24) | Contactor,90kW/400V,AC operated | 566.0784 | 1
107013 | DILM170(RAC240) | Contactor,90kW/400V,AC operated | 622.6863 | 1
107014 | DILM170(RAC440) | Contactor,90kW/400V,AC operated | 566.0784 | 1
107011 | DILM170(RAC48) | Contactor,90kW/400V,AC operated | 566.0784 | 1
107015 | DILM170(RAC500) | Contactor,90kW/400V,AC operated | 566.0784 | 1
107018 | DILM170(RDC130) | Contactor,90kW/400V, Uc=130V DC | 572.3304 | 1
107016 | DILM170(RDC24) | Contactor,90kW/400V, Uc=24V DC | 629.5634 | 1
107016 | DILM170(RDC24) | Contactor,90kW/400V, Uc=24V DC | 629.5634 | 1
107019 | DILM170(RDC240) | Contactor,90kW/400V, Uc=240V DC | 572.3304 | 1
107017 | DILM170(RDC60) | Contactor,90kW/400V, Uc=60V DC | 572.3304 | 1
277048 | DILM17-01(*V50HZ) | Contactor,7,5kW/400V,AC-operated | 62.9265 | 10
277049 | DILM17-01(*V60HZ) | Contactor,7,5kW/400V,AC-operated | 62.9265 | 10
277042 | DILM17-01(110V50/60HZ) | Contactor,7,5kW/400V,AC-operated | 55.9124 | 1
277033 | DILM17-01(110V50HZ,120V60HZ) | Contactor,7,5kW/400V,AC-operated | 56.0224 | 1
277029 | DILM17-01(115V60HZ) | #N/A | 55.9124 | 1
277030 | DILM17-01(208V60HZ) | Contactor,7,5kW/400V,AC-operated | 56.0774 | 1
277043 | DILM17-01(220V50/60HZ) | Contactor,7,5kW/400V,AC-operated | 56.1324 | 1
277035 | DILM17-01(220V50HZ,240V60HZ) | Contactor,7,5kW/400V,AC-operated | 56.1324 | 1
277044 | DILM17-01(230V50/60HZ) | Contactor,7,5kW/400V,AC-operated | 56.1324 | 1
277036 | DILM17-01(230V50HZ,240V60HZ) | Contactor,7,5kW/400V,AC-operated | 61.9876 | 1
277025 | DILM17-01(240V50HZ) | Contactor,7,5kW/400V,AC-operated | 56.1324 | 1
277040 | DILM17-01(24V50/60HZ) | Contactor,7,5kW/400V,AC-operated | 55.7474 | 1
277023 | DILM17-01(24V50HZ) | Contactor,7,5kW/400V,AC-operated | 55.7474 | 1
277027 | DILM17-01(24V60HZ) | Contactor,7,5kW/400V,AC-operated | 55.7474 | 1
277045 | DILM17-01(380V50/60HZ) | Contactor,7,5kW/400V,AC-operated | 56.4623 | 1
277038 | DILM17-01(400V50HZ,440V60HZ) | Contactor,7,5kW/400V,AC-operated | 56.3523 | 1
277039 | DILM17-01(415V50HZ,480V60HZ) | Contactor,7,5kW/400V,AC-operated | 56.4623 | 1
277032 | DILM17-01(42V50HZ,48V60HZ) | Contactor,7,5kW/400V,AC-operated | 55.8574 | 1
277024 | DILM17-01(48V50HZ) | Contactor,7,5kW/400V,AC-operated | 55.8024 | 1
277031 | DILM17-01(600V60HZ) | Contactor,7,5kW/400V,AC-operated | 56.8472 | 1
277052 | DILM17-01(RDC130) | Contactor,7,5kW/400V, Uc=130V DC | 102.1998 | 1
277050 | DILM17-01(RDC24) | Contactor,7,5kW/400V, Uc=24V DC | 110.6376 | 1
277053 | DILM17-01(RDC240) | Contactor,7,5kW/400V, Uc=240V DC | 100.5796 | 1
277051 | DILM17-01(RDC60) | Contactor,7,5kW/400V, Uc=60V DC | 100.5796 | 1
277046 | DILM17-01(TVC100) | Contactor,7,5kW/400V, Uc=100V/50HZ, 100-110V/60HZ | 55.9674 | 1
277047 | DILM17-01(TVC200) | Contactor,7,5kW/400V, Uc=200V/50HZ, 200-220V/60HZ | 56.0774 | 1
277016 | DILM17-10(*V50HZ) | Contactor,7,5kW/400V,AC-operated | 62.9265 | 10
277017 | DILM17-10(*V60HZ) | Contactor,7,5kW/400V,AC-operated | 62.9265 | 10
277010 | DILM17-10(110V50/60HZ) | Contactor,7,5kW/400V,AC-operated | 55.8024 | 1
277001 | DILM17-10(110V50HZ,120V60HZ) | Contactor,7,5kW/400V,AC-operated | 55.8574 | 1
276997 | DILM17-10(115V60HZ) | Contactor,7,5kW/400V,AC-operated | 55.8024 | 1
277002 | DILM17-10(190V50HZ,220V60HZ) | Contactor,7,5kW/400V,AC-operated | 56.0224 | 1
276998 | DILM17-10(208V60HZ) | Contactor,7,5kW/400V,AC-operated | 56.0224 | 1
277011 | DILM17-10(220V50/60HZ) | Contactor,7,5kW/400V,AC-operated | 56.0224 | 1
277003 | DILM17-10(220V50HZ,240V60HZ) | Contactor,7,5kW/400V,AC-operated | 56.0224 | 1
277012 | DILM17-10(230V50/60HZ) | Contactor,7,5kW/400V,AC-operated | 56.0224 | 1
277004 | DILM17-10(230V50HZ,240V60HZ) | Contactor,7,5kW/400V,AC-operated | 61.8666 | 1
276993 | DILM17-10(240V50HZ) | Contactor,7,5kW/400V,AC-operated | 56.0774 | 1
277008 | DILM17-10(24V50/60HZ) | Contactor,7,5kW/400V,AC-operated | 55.5825 | 1
276991 | DILM17-10(24V50HZ) | Contactor,7,5kW/400V,AC-operated | 55.5825 | 1
276995 | DILM17-10(24V60HZ) | Contactor,7,5kW/400V,AC-operated | 55.5825 | 1
277013 | DILM17-10(380V50/60HZ) | Contactor,7,5kW/400V,AC-operated | 56.2973 | 1
277005 | DILM17-10(380V50HZ,440V60HZ) | Contactor,7,5kW/400V,AC-operated | 56.0774 | 1
277006 | DILM17-10(400V50HZ,440V60HZ) | Contactor,7,5kW/400V,AC-operated | 56.1874 | 1
277007 | DILM17-10(415V50HZ,480V60HZ) | Contactor,7,5kW/400V,AC-operated | 56.2973 | 1
277009 | DILM17-10(42V50/60HZ) | Contactor,7,5kW/400V,AC-operated | 55.5825 | 1
277000 | DILM17-10(42V50HZ,48V60HZ) | Contactor,7,5kW/400V,AC-operated | 55.7474 | 1
276992 | DILM17-10(48V50HZ) | Contactor,7,5kW/400V,AC-operated | 55.6375 | 1
276999 | DILM17-10(600V60HZ) | Contactor,7,5kW/400V,AC-operated | 56.6823 | 1
277020 | DILM17-10(RDC130) | Contactor,7,5kW/400V, Uc=130V DC | 102.0348 | 1
277018 | DILM17-10(RDC24) | Contactor,7,5kW/400V, Uc=24V DC | 110.6376 | 1
277021 | DILM17-10(RDC240) | Contactor,7,5kW/400V, Uc=240V DC | 100.5796 | 1
277019 | DILM17-10(RDC60) | Contactor,7,5kW/400V, Uc=60V DC | 100.5796 | 1
277014 | DILM17-10(TVC100) | Contactor,7,5kW/400V, Uc=100V/50HZ, 100-110V/60HZ | 55.8024 | 1
277015 | DILM17-10(TVC200) | Contactor,7,5kW/400V, Uc=200V/50HZ, 200-220V/60HZ | 56.0224 | 1
277076 | DILM17-21(230V50/60HZ) | Contactor,7,5kW/400V,AC-operated | 70.6186 | 1
277068 | DILM17-21(230V50HZ,240V60HZ) | Contactor,7,5kW/400V,AC-operated | 70.6186 | 1
277082 | DILM17-21(RDC24) | Contactor,7,5kW/400V, Uc=24V DC | 113.614 | 1
106364 | DILM17-22(230V50HZ,240V60HZ) | Contactor,7,5kW/400V,AC-operated, 2NO 2NC | 73.3872 | 1
106371 | DILM17-22(RDC24) | Contactor,7,5kW/400V, Uc=24V DC, 2NO 2NC | 116.6175 | 1
277108 | DILM17-32(230V50/60HZ) | Contactor,7,5kW/400V,AC-operated | 78.5701 | 1
277100 | DILM17-32(230V50HZ,240V60HZ) | Contactor,7,5kW/400V,AC-operated | 78.6939 | 1
277114 | DILM17-32(24DC) |  | 116.6175 | 1
139536 | DILM185A/22(RAC120) | Contactor, 90kW/400V,AC operated | 883.0872 | 1
139534 | DILM185A/22(RAC24) | Contactor, 90kW/400V,AC operated | 883.0872 | 1
139537 | DILM185A/22(RAC240) | Contactor, 90kW/400V,AC operated | 753.455 | 1
139538 | DILM185A/22(RAC440) | Contactor, 90kW/400V,AC operated | 883.0872 | 1
139535 | DILM185A/22(RAC48) | Contactor, 90kW/400V,AC operated | 883.0872 | 1
139539 | DILM185A/22(RAC500) | Contactor, 90kW/400V,AC operated | 881.3612 | 1
139542 | DILM185A/22(RDC130) | Contactor, 90kW/400V, Uc=130V DC | 883.0872 | 1
139540 | DILM185A/22(RDC24) | Contactor, 90kW/400V, Uc=24V DC | 790.4499 | 1
139543 | DILM185A/22(RDC240) | Contactor, 90kW/400V, Uc=240V DC | 881.3612 | 1
139541 | DILM185A/22(RDC60) | Contactor, 90kW/400V, Uc=60V DC | 883.0872 | 1
208292 | DILM185-XP1 | Interconnecting bar with terminal (DILM 185) | 246.162 | 1
139546 | DILM225A/22(RAC120) | Contactor, 110kW/400V,AC operated | 971.7598 | 1
139544 | DILM225A/22(RAC24) | Contactor, 110kW/400V,AC operated | 971.7598 | 1
139547 | DILM225A/22(RAC240) | Contactor, 110kW/400V,AC operated | 878.5597 | 1
139548 | DILM225A/22(RAC440) | Contactor, 110kW/400V,AC operated | 971.7598 | 1
139545 | DILM225A/22(RAC48) | Contactor, 110kW/400V,AC operated | 971.7598 | 1
139549 | DILM225A/22(RAC500) | Contactor, 110kW/400V,AC operated | 969.8588 | 1
139552 | DILM225A/22(RDC130) | Contactor, 110kW/400V, Uc=130V DC | 971.7598 | 1
139550 | DILM225A/22(RDC24) | Contactor, 110kW/400V, Uc=24V DC | 876.8338 | 1
139553 | DILM225A/22(RDC240) | Contactor, 110kW/400V, Uc=240V DC | 971.7598 | 1
139551 | DILM225A/22(RDC60) | Contactor, 110kW/400V, Uc=60V DC | 971.7598 | 1
153398 | DILM225A-XCT | Spare contacts for DILM185A and DILM225A | 239.3036 | 1
139560 | DILM225A-XHB | Terminal cover DILM185A - 225A | 33.4055 | 1
139561 | DILM225A-XKU-S | Cable terminal block for DILM185A/225A | 122.2532 | 1
139564 | DILM225A-XSP(RAC120) | Spare coil AC for DILM 185A-225A, Uc=100-120V AC | 128.8289 | 1
139562 | DILM225A-XSP(RAC24) | Spare coil AC for DILM 185A-225A, Uc=24V AC | 139.9344 | 1
139565 | DILM225A-XSP(RAC240) | Spare coil AC for DILM 185A-225A, Uc=190-240V AC | 96.204 | 1
139566 | DILM225A-XSP(RAC440) | Spare coil AC for DILM 185A-225A, Uc=380-440V AC | 202.2475 | 1
139563 | DILM225A-XSP(RAC48) | Spare coil AC for DILM 185A-225A, Uc=42-48V AC | 331.6787 | 1
139567 | DILM225A-XSP(RAC500) | Spare coil AC for DILM 185A-225A, Uc=480-500V AC | 418.167 | 1
139570 | DILM225A-XSP(RDC130) | Spare coil DC for DILM 185A-225A, Uc=110-130V DC | 360.3475 | 1
139568 | DILM225A-XSP(RDC24) | Spare coil AC for DILM 185A-225A, Uc=24V DC | 144.1872 | 1
139571 | DILM225A-XSP(RDC240) | Spare coil DC for DILM 185A-225A, Uc=200-240V DC | 154.8477 | 1
139569 | DILM225A-XSP(RDC60) | Spare coil DC for DILM 185A-225A, Uc=48-60V DC | 366.7318 | 1
208200 | DILM250/22(RA110) | Contactor, 132kW/400V Uc=48-110V 40/60Hz, 48-110V DC | 1702.7684 | 1
208201 | DILM250/22(RA250) | Contactor, 132kW/400V, Uc=110-250V AC/DC | 1702.7684 | 1
208202 | DILM250/22(RAC500) | Contactor, 132kW/400V,AC operated | 1702.7684 | 1
208199 | DILM250/22(RDC48) | Contactor, 132kW/400V,DC operated | 1702.7684 | 1
277176 | DILM25-01(*V50HZ) | Contactor,11kW/400V,AC-operated | 90.5149 | 10
277177 | DILM25-01(*V60HZ) | Contactor,11kW/400V,AC-operated | 90.5149 | 10
277170 | DILM25-01(110V50/60HZ) | Contactor,11kW/400V,AC-operated | 74.6987 | 1
277161 | DILM25-01(110V50HZ,120V60HZ) | Contactor,11kW/400V,AC-operated | 74.6987 | 1
277158 | DILM25-01(208V60HZ) | Contactor,11kW/400V,AC-operated | 74.6987 | 1
277171 | DILM25-01(220V50/60HZ) | Contactor,11kW/400V,AC-operated | 74.6987 | 1
277172 | DILM25-01(230V50/60HZ) | Contactor,11kW/400V,AC-operated | 74.6987 | 1
277164 | DILM25-01(230V50HZ,240V60HZ) | Contactor,11kW/400V,AC-operated | 82.1685 | 1
277153 | DILM25-01(240V50HZ) | Contactor,11kW/400V,AC-operated | 74.6987 | 1
277168 | DILM25-01(24V50/60HZ) | Contactor,11kW/400V,AC-operated | 74.6987 | 1
277151 | DILM25-01(24V50HZ) | Contactor,11kW/400V,AC-operated | 74.6987 | 1
277155 | DILM25-01(24V60HZ) | Contactor,11kW/400V,AC-operated | 74.6987 | 1
277173 | DILM25-01(380V50/60HZ) | Contactor,11kW/400V,AC-operated | 74.6987 | 1
277166 | DILM25-01(400V50HZ,440V60HZ) | Contactor,11kW/400V,AC-operated | 74.6987 | 1
277167 | DILM25-01(415V50HZ,480V60HZ) | Contactor,11kW/400V,AC-operated | 74.6987 | 1
277160 | DILM25-01(42V50HZ,48V60HZ) | Contactor,11kW/400V,AC-operated | 74.6987 | 1
277152 | DILM25-01(48V50HZ) | Contactor,11kW/400V,AC-operated | 74.6987 | 1
277159 | DILM25-01(600V60HZ) | Contactor,11kW/400V,AC-operated | 74.6987 | 1
104811 | DILM25-01(RDC12) | Contactor,11kW/400V, DC operated | 120.5335 | 1
277180 | DILM25-01(RDC130) | Contactor,11kW/400V, Uc=130V DC | 120.5335 | 1
277178 | DILM25-01(RDC24) | Contactor,11kW/400V, Uc=24V DC | 132.5869 | 1
277181 | DILM25-01(RDC240) | Contactor,11kW/400V, Uc=240V DC | 120.5335 | 1
277179 | DILM25-01(RDC60) | Contactor,11kW/400V, Uc=60V DC | 120.5335 | 1
277174 | DILM25-01(TVC100) | Contactor,11kW/400V, Uc=100V/50HZ, 100-110V/60HZ | 74.6987 | 1
277175 | DILM25-01(TVC200) | Contactor,11kW/400V, Uc=200V/50HZ, 200-220V/60HZ | 74.6987 | 1
274189 | DILM250-S/22(110-120V50/60HZ) | Contactor, 132kW/400V,AC operated | 1332.6788 | 1
274190 | DILM250-S/22(220-240V50/60HZ) | Contactor, 132kW/400V,AC operated | 1210.0131 | 1
274201 | DILM250-S-XSP/E(110-120V50/60HZ) | Spare coil AC for DILM185..250 | 439.9365 | 1
274202 | DILM250-S-XSP/E(220-240V50/60HZ) | Spare coil AC for DILM185..250 | 439.9365 | 1
168812 | DILM250-XOCT | Spare contacts for DILM250 | 488.1793 | 1
208251 | DILM250-XSP/E(RA110) | Spare coil AC for DILM185..250 48-110V 40/60Hz, 48-110V DC | 503.8708 | 1
208252 | DILM250-XSP/E(RA250) | Spare coil AC for DILM185..250, Uc=110-250V AC/DC | 503.8708 | 1
208253 | DILM250-XSP/E(RAC500) | Spare coil AC for DILM185..250, Uc=250-500V 40/60Hz | 503.8708 | 1
208250 | DILM250-XSP/E(RDC48) | Spare coil DC for DILM185..250 | 503.8708 | 1
277144 | DILM25-10(*V50HZ) | Contactor,11kW/400V,AC-operated | 90.5149 | 10
277145 | DILM25-10(*V60HZ) | Contactor,11kW/400V,AC-operated | 90.5149 | 10
277138 | DILM25-10(110V50/60HZ) | Contactor,11kW/400V,AC-operated | 74.6987 | 1
277129 | DILM25-10(110V50HZ,120V60HZ) | Contactor,11kW/400V,AC-operated | 74.6987 | 1
277130 | DILM25-10(190V50HZ,220V60HZ) | Contactor,11kW/400V,AC-operated | 74.6987 | 1
277126 | DILM25-10(208V60HZ) | Contactor,11kW/400V,AC-operated | 74.6987 | 1
277139 | DILM25-10(220V50/60HZ) | Contactor,11kW/400V,AC-operated | 74.6987 | 1
277131 | DILM25-10(220V50HZ,240V60HZ) | Contactor,11kW/400V,AC-operated | 74.6987 | 1
277140 | DILM25-10(230V50/60HZ) | Contactor,11kW/400V,AC-operated | 74.6987 | 1
277132 | DILM25-10(230V50HZ,240V60HZ) | Contactor,11kW/400V,AC-operated | 82.1685 | 1
277121 | DILM25-10(240V50HZ) | Contactor,11kW/400V,AC-operated | 74.6987 | 1
277136 | DILM25-10(24V50/60HZ) | Contactor,11kW/400V,AC-operated | 74.6987 | 1
277119 | DILM25-10(24V50HZ) | Contactor,11kW/400V,AC-operated | 74.6987 | 1
277123 | DILM25-10(24V60HZ) | Contactor,11kW/400V,AC-operated | 74.6987 | 1
277141 | DILM25-10(380V50/60HZ) | Contactor,11kW/400V,AC-operated | 74.6987 | 1
277133 | DILM25-10(380V50HZ,440V60HZ) | Contactor,11kW/400V,AC-operated | 74.6987 | 1
277134 | DILM25-10(400V50HZ,440V60HZ) | Contactor,11kW/400V,AC-operated | 74.6987 | 1
277135 | DILM25-10(415V50HZ,480V60HZ) | Contactor,11kW/400V,AC-operated | 74.6987 | 1
277137 | DILM25-10(42V50/60HZ) | Contactor,11kW/400V,AC-operated | 74.6987 | 1
277128 | DILM25-10(42V50HZ,48V60HZ) | Contactor,11kW/400V,AC-operated | 74.6987 | 1
277120 | DILM25-10(48V50HZ) | Contactor,11kW/400V,AC-operated | 74.6987 | 1
277127 | DILM25-10(600V60HZ) | Contactor,11kW/400V,AC-operated | 74.6987 | 1
104812 | DILM25-10(RDC12) | Contactor,11kW/400V, DC operated | 120.5335 | 1
277148 | DILM25-10(RDC130) | Contactor,11kW/400V, Uc=130V DC | 120.5335 | 1
277146 | DILM25-10(RDC24) | Contactor,11kW/400V, Uc=24V DC | 132.5869 | 1
277149 | DILM25-10(RDC240) | Contactor,11kW/400V, Uc=240V DC | 120.5335 | 1
277147 | DILM25-10(RDC60) | Contactor,11kW/400V, Uc=60V DC | 120.5335 | 1
277142 | DILM25-10(TVC100) | Contactor,11kW/400V, Uc=100V/50HZ, 100-110V/60HZ | 74.6987 | 1
277143 | DILM25-10(TVC200) | Contactor,11kW/400V, Uc=200V/50HZ, 200-220V/60HZ | 74.6987 | 1
277196 | DILM25-21(230V50HZ,240V60HZ) | Contactor,11kW/400V,AC-operated | 89.5648 | 1
277210 | DILM25-21(RDC24) | Contactor,11kW/400V, Uc=24V DC | 137.6477 | 1
106365 | DILM25-22(230V50HZ,240V60HZ) | Contactor,11kW/400V,AC-operated, 2NO 2NC | 93.0069 | 1
106372 | DILM25-22(RDC24) | Contactor,11kW/400V, Uc=24V DC, 2NO 2NC | 118.3195 | 1
277228 | DILM25-32(230V50HZ,240V60HZ) | Contactor,11kW/400V,AC-operated | 95.3407 | 1
277242 | DILM25-32(RDC24) | Contactor,11kW/400V, Uc=24V DC | 143.3486 | 1
139555 | DILM300A/22(RA110) | Contactor, 160kW/400V Uc=48-110V 40/60Hz, 48-110V DC | 1761.154 | 1
139556 | DILM300A/22(RA250) | Contactor, 160kW/400V, Uc=110-250V AC/DC | 1761.154 | 1
139557 | DILM300A/22(RAC500) | Contactor, 160kW/400V,AC operated | 1761.154 | 1
139554 | DILM300A/22(RDC48) | Contactor, 160kW/400V,DC operated | 1761.154 | 1
139558 | DILM300A-S/22(110-120V50/60HZ) | Contactor, 160kW/400V,AC operated | 1522.5623 | 1
139559 | DILM300A-S/22(220-240V50/60HZ) | Contactor, 160kW/400V,AC operated | 1522.5623 | 1
168811 | DILM300A-XOCT | Spare contacts for DILM300A | 491.6049 | 1
277304 | DILM32-01(*V50HZ) | Contactor,15kW/400V,AC-operated | 128.8784 | 5
277305 | DILM32-01(*V60HZ) | Contactor,15kW/400V,AC-operated | 128.8784 | 5
277298 | DILM32-01(110V50/60HZ) | Contactor,15kW/400V,AC-operated | 106.8409 | 1
277289 | DILM32-01(110V50HZ,120V60HZ) | Contactor,15kW/400V,AC-operated | 106.8409 | 1
277286 | DILM32-01(208V60HZ) | Contactor,15kW/400V,AC-operated | 106.8409 | 1
277299 | DILM32-01(220V50/60HZ) | Contactor,15kW/400V,AC-operated | 106.8409 | 1
277300 | DILM32-01(230V50/60HZ) | Contactor,15kW/400V,AC-operated | 106.8409 | 1
277292 | DILM32-01(230V50HZ,240V60HZ) | Contactor,15kW/400V,AC-operated | 117.525 | 1
277281 | DILM32-01(240V50HZ) | Contactor,15kW/400V,AC-operated | 106.8409 | 1
277296 | DILM32-01(24V50/60HZ) | Contactor,15kW/400V,AC-operated | 106.8409 | 1
277279 | DILM32-01(24V50HZ) | Contactor,15kW/400V,AC-operated | 106.8409 | 1
277283 | DILM32-01(24V60HZ) | Contactor,15kW/400V,AC-operated | 106.8409 | 1
277301 | DILM32-01(380V50/60HZ) | Contactor,15kW/400V,AC-operated | 106.8409 | 1
277294 | DILM32-01(400V50HZ,440V60HZ) | Contactor,15kW/400V,AC-operated | 106.8409 | 1
277295 | DILM32-01(415V50HZ,480V60HZ) | Contactor,15kW/400V,AC-operated | 106.8409 | 1
277288 | DILM32-01(42V50HZ,48V60HZ) | Contactor,15kW/400V,AC-operated | 106.8409 | 1
277280 | DILM32-01(48V50HZ) | Contactor,15kW/400V,AC-operated | 106.8409 | 1
277287 | DILM32-01(600V60HZ) | Contactor,15kW/400V,AC-operated | 106.8409 | 1
277308 | DILM32-01(RDC130) | Contactor,15kW/400V, Uc=130V DC | 158.2429 | 1
277306 | DILM32-01(RDC24) | Contactor,15kW/400V, Uc=24V DC | 174.0671 | 1
277309 | DILM32-01(RDC240) | Contactor,15kW/400V, Uc=240V DC | 158.2429 | 1
277307 | DILM32-01(RDC60) | Contactor,15kW/400V, Uc=60V DC | 158.5514 | 1
277302 | DILM32-01(TVC100) | Contactor,15kW/400V, Uc=100V/50HZ, 100-110V/60HZ | 106.8409 | 1
277303 | DILM32-01(TVC200) | Contactor,15kW/400V, Uc=200V/50HZ, 200-220V/60HZ | 106.8409 | 1
277272 | DILM32-10(*V50HZ) | Contactor,15kW/400V,AC-operated | 128.8784 | 5
277273 | DILM32-10(*V60HZ) | Contactor,15kW/400V,AC-operated | 128.8784 | 5
277266 | DILM32-10(110V50/60HZ) | Contactor,15kW/400V,AC-operated | 106.8409 | 1
277257 | DILM32-10(110V50HZ,120V60HZ) | Contactor,15kW/400V,AC-operated | 106.8409 | 1
277253 | DILM32-10(115V60HZ) | Contactor,15kW/400V,AC-operated | 106.8409 | 1
277258 | DILM32-10(190V50HZ,220V60HZ) | Contactor,15kW/400V,AC-operated | 106.8409 | 1
277254 | DILM32-10(208V60HZ) | Contactor,15kW/400V,AC-operated | 106.8409 | 1
277267 | DILM32-10(220V50/60HZ) | Contactor,15kW/400V,AC-operated | 106.8409 | 1
277259 | DILM32-10(220V50HZ,240V60HZ) | Contactor,15kW/400V,AC-operated | 106.8409 | 1
277268 | DILM32-10(230V50/60HZ) | Contactor,15kW/400V,AC-operated | 106.8409 | 1
277260 | DILM32-10(230V50HZ,240V60HZ) | Contactor,15kW/400V,AC-operated | 117.525 | 1
277249 | DILM32-10(240V50HZ) | Contactor,15kW/400V,AC-operated | 106.8409 | 1
277264 | DILM32-10(24V50/60HZ) |  | 106.8409 | 1
277247 | DILM32-10(24V50HZ) | Contactor,15kW/400V,AC-operated | 106.8409 | 1
277251 | DILM32-10(24V60HZ) | Contactor,15kW/400V,AC-operated | 106.8409 | 1
277269 | DILM32-10(380V50/60HZ) | Contactor,15kW/400V,AC-operated | 106.8409 | 1
277261 | DILM32-10(380V50HZ,440V60HZ) | Contactor,15kW/400V,AC-operated | 106.8409 | 1
277262 | DILM32-10(400V50HZ,440V60HZ) | Contactor,15kW/400V,AC-operated | 106.8409 | 1
277263 | DILM32-10(415V50HZ,480V60HZ) | Contactor,15kW/400V,AC-operated | 106.8409 | 1
277265 | DILM32-10(42V50/60HZ) | Contactor,15kW/400V,AC-operated | 106.8409 | 1
277256 | DILM32-10(42V50HZ,48V60HZ) | Contactor,15kW/400V,AC-operated | 106.8409 | 1
277248 | DILM32-10(48V50HZ) | Contactor,15kW/400V,AC-operated | 106.8409 | 1
277255 | DILM32-10(600V60HZ) | Contactor,15kW/400V,AC-operated | 106.8409 | 1
277276 | DILM32-10(RDC130) | Contactor,15kW/400V, Uc=130V DC | 158.2429 | 1
277274 | DILM32-10(RDC24) | Contactor,15kW/400V, Uc=24V DC | 174.0671 | 1
277277 | DILM32-10(RDC240) | Contactor,15kW/400V, Uc=240V DC | 158.2429 | 1
277275 | DILM32-10(RDC60) | Contactor,15kW/400V, Uc=60V DC | 158.2429 | 1
277270 | DILM32-10(TVC100) | Contactor,15kW/400V, Uc=100V/50HZ, 100-110V/60HZ | 106.8409 | 1
277271 | DILM32-10(TVC200) | Contactor,15kW/400V, Uc=200V/50HZ, 200-220V/60HZ | 106.8409 | 1
277324 | DILM32-21(230V50HZ,240V60HZ) | Contactor,15kW/400V,AC-operated | 130.793 | 1
277338 | DILM32-21(RDC24) | Contactor,15kW/400V, Uc=24V DC | 201.0093 | 1
106366 | DILM32-22(230V50HZ,240V60HZ) | Contactor,15kW/400V,AC-operated, 2NO 2NC | 125.4089 | 1
106373 | DILM32-22(RDC24) | Contactor,15kW/400V, Uc=24V DC, 2NO 2NC | 181.4168 | 1
277356 | DILM32-32(230V50HZ,240V60HZ) | Contactor,15kW/400V,AC-operated | 139.2277 | 1
277370 | DILM32-32(RDC24) | Contactor,15kW/400V, Uc=24V DC | 209.3345 | 1
129538 | DILM32-XAB | Auxiliary contact seat cover | 17.0266 | 10
277375 | DILM32-XHI02 | Auxiliary contacts for DILM7…38,0NO2NC | 8.5573 | 1
277376 | DILM32-XHI11 | Auxiliary contacts for DILM7…38,1NO1NC | 8.1724 | 1
101371 | DILM32-XHI11-S | Auxiliary contacts for DILM7…38,1NO1NC, lateral | 16.0454 | 1
277377 | DILM32-XHI22 | Auxiliary contacts for DILM7…38,2NO2NC | 13.5898 | 1
106112 | DILM32-XHI31 | Auxiliary contacts for DILM7…38,3NO1NC | 13.5898 | 1
277750 | DILM32-XHIC02 | Auxiliary contacts for DILM7…38,0NO2NC,spring terminal | 14.3412 | 1
277751 | DILM32-XHIC11 | Auxiliary contacts for DILM7…38,1NO1NC,spring terminal | 13.9374 | 1
277752 | DILM32-XHIC22 | Auxiliary contacts for DILM7…38,2NO2NC,spring terminal | 22.0753 | 1
106490 | DILM32-XHIC31 | #N/A | 21.9763 | 1
118855 | DILM32-XIP2X | Terminal shrouding kit DILM17…38, DILMP32…45 | 18.2311 | 1
110955 | DILM32-XMAN | Test cube | 3.1577 | 5
281197 | DILM32-XMV | Mechanical interlocking (DILM 17…38) | 8.3698 | 1
281194 | DILM32-XP1 | Interconnecting bar with terminal (DILM 17…32) | 54.9346 | 1
239371 | DILM32-XP2 | Interconnecting bar, parallel inputs (DILM 17…32) | 8.7736 | 20
239373 | DILM32-XR | Reversing link for DILM17..32 | 9.2135 | 20
283109 | DILM32-XRL | Interconnect.set for reversing.comb. (DILM 17…32) | 17.61 | 1
281191 | DILM32-XS1 | Interconnect.bar,star neutral point (DILM 17…32) | 3.2014 | 1
283131 | DILM32-XSL | Interconnect.set for Y-D combinations (DILM 17…32) | 21.1764 | 1
281153 | DILM32-XSP(*V50HZ) | Spare coil AC for DILM17..38 | 27.3045 | 10
281154 | DILM32-XSP(*V60HZ) | Spare coil AC for DILM17..38 | 27.3045 | 10
281147 | DILM32-XSP(110V50/60HZ) | Spare coil AC for DILM17..38 | 15.0219 | 1
281138 | DILM32-XSP(110V50HZ,120V60HZ) | Spare coil AC for DILM17..38 | 15.0219 | 1
281136 | DILM32-XSP(115V60HZ) | Spare coil AC for DILM17..38 | 15.0219 | 1
281139 | DILM32-XSP(190V50HZ,220V60HZ) | Spare coil AC for DILM17..38 | 15.0219 | 1
283377 | DILM32-XSP(208V60HZ) | Spare coil AC for DILM17..38 | 15.0219 | 1
281148 | DILM32-XSP(220V50/60HZ) | Spare coil AC for DILM17..38 | 15.0219 | 1
281140 | DILM32-XSP(220V50HZ,240V60HZ) | Spare coil AC for DILM17..38 | 15.0219 | 1
281149 | DILM32-XSP(230V50/60HZ) | Spare coil AC for DILM17..38 | 15.0219 | 1
281141 | DILM32-XSP(230V50HZ,240V60HZ) | Spare coil AC for DILM17..38 | 15.0219 | 1
281132 | DILM32-XSP(240V50HZ) | Spare coil AC for DILM17..38 | 15.0219 | 1
281145 | DILM32-XSP(24V50/60HZ) | Spare coil AC for DILM17..38 | 15.0219 | 1
281130 | DILM32-XSP(24V50HZ) | Spare coil AC for DILM17..38 | 15.0219 | 1
281134 | DILM32-XSP(24V60HZ) | Spare coil AC for DILM17..38 | 15.0219 | 1
281150 | DILM32-XSP(380V50/60HZ) | Spare coil AC for DILM17..38 | 15.0219 | 1
281142 | DILM32-XSP(380V50HZ,440V60HZ) | Spare coil AC for DILM17..38 | 15.0219 | 1
281143 | DILM32-XSP(400V50HZ,440V60HZ) | Spare coil AC for DILM17..38 | 15.0219 | 1
281144 | DILM32-XSP(415V50HZ,480V60HZ) | Spare coil AC for DILM17..38 | 15.0219 | 1
281146 | DILM32-XSP(42V50/60HZ) | Spare coil AC for DILM17..38 | 15.0219 | 1
281137 | DILM32-XSP(42V50HZ,48V60HZ) | Spare coil AC for DILM17..38 | 15.0219 | 1
281131 | DILM32-XSP(48V50HZ) | Spare coil AC for DILM17..38 | 15.0219 | 1
283378 | DILM32-XSP(600V60HZ) | Spare coil AC for DILM17..38 | 15.0219 | 1
281157 | DILM32-XSP(RDC130) | Spare coil DC for DILM17..38, Uc=130V DC | 54.3076 | 1
281155 | DILM32-XSP(RDC24) | Spare coil DC for DILM17..38, Uc=24V DC | 54.3076 | 1
281158 | DILM32-XSP(RDC240) | Spare coil DC for DILM17..38, Uc=240V DC | 54.3076 | 1
281156 | DILM32-XSP(RDC60) | Spare coil DC for DILM17..38, Uc=60V DC | 54.3076 | 1
281151 | DILM32-XSP(TVC100) | Spare coil AC for DILM17..32, Uc=100V/50HZ, 100-110V/60HZ | 15.0219 | 1
281152 | DILM32-XSP(TVC200) | Spare coil AC for DILM17..38, Uc=200V/50HZ, 200-220V/60HZ | 15.0219 | 1
112419 | DILM32-XSPLW24 | Resistor for rising consumption, 24V= (DILM17…38) | 9.2253 | 1
281203 | DILM32-XSPR240 | RC suppressor 110-240V (DILM 17 .. 38) | 12.7541 | 1
281202 | DILM32-XSPR48 | RC suppressor 24-48V (DILM 17 .. 38) | 12.4841 | 1
281204 | DILM32-XSPR500 | RC suppressor 240-500V (DILM 17 .. 38) | 13.9112 | 1
281213 | DILM32-XSPV130 | Varistor suppressor 48-130V (DILM 17 .. 38) | 11.1727 | 1
281214 | DILM32-XSPV240 | Varistor suppressor 130-240V (DILM 17 .. 38) | 11.3912 | 1
281212 | DILM32-XSPV48 | Varistor suppressor 24-48V (DILM 17 .. 38) | 11.3655 | 1
281215 | DILM32-XSPV500 | Varistor suppressor 240-500V (DILM 17 .. 38) | 13.9112 | 1
281223 | DILM32-XSPVL240 | Varistor suppressor+LED 130-240V (DILM17..38) | 13.8726 | 1
281222 | DILM32-XSPVL48 | Varistor suppressor+LED 24-48V (DILM17..38) | 13.9112 | 1
105210 | DILM32-XTED11-1(RA24) | Timer module, 0.05-1s, off-delayed | 346.6816 | 1
105211 | DILM32-XTED11-1(RAC130) | Timer module, 0.05-1s, off-delayed Uc=100-130V 50/60Hz | 179.5024 | 1
105212 | DILM32-XTED11-1(RAC240) | Timer module, 0.05-1s, off-delayed, Uc=190-240V 50/60Hz | 179.2054 | 1
104943 | DILM32-XTED11-10(RA24) | Timer module,0.5-10s,off-delayed | 193.7062 | 1
104944 | DILM32-XTED11-10(RAC130) | Timer module,0.5-10s,off-delayed Uc=100-130V 50/60Hz | 220.827 | 1
104945 | DILM32-XTED11-10(RAC240) | Timer module,0.5-10s,off-delayed, Uc=190-240V 50/60Hz | 177.5227 | 1
104946 | DILM32-XTED11-100(RA24) | Timer module,5-100s,off-delayed | 175.939 | 1
104947 | DILM32-XTED11-100(RAC130) | Timer module,5-100s,off-delayed Uc=100-130V 50/60Hz | 277.3948 | 1
104948 | DILM32-XTED11-100(RAC240) | Timer module,5-100s,off-delayed, Uc=190-240V 50/60Hz | 195.2404 | 1
101440 | DILM32-XTEE11(RA24) | Timer module,0.1-100s,on-delayed | 136.594 | 1
101441 | DILM32-XTEE11(RAC130) | Timer module,0.1-100s,on-delayed Uc=100-130V 50/60Hz | 164.6057 | 1
101442 | DILM32-XTEE11(RAC240) | Timer module,0.1-100s,on-delayed, Uc=190-240V 50/60Hz | 151.6392 | 1
101449 | DILM32-XTEPLH | Sealable shroud DILM32-XTE.. | 8.7103 | 1
101446 | DILM32-XTEY20(RA24) | Timer module,1-30s,star-delta | 227.0628 | 1
101447 | DILM32-XTEY20(RAC130) | Timer module,1-30s,star-delta Uc=100-130V 50/60Hz | 178.3146 | 1
101448 | DILM32-XTEY20(RAC240) | Timer module,1-30s,star-delta, Uc=190-240V 50/60Hz | 200.9813 | 1
281227 | DILM32-XVB | Coupling for contactor mech.connection (DILM17..38) | 1.0888 | 1
239375 | DILM32-XWG | Cable conduct for DILM7…38 | 1.5342 | 1
112468 | DILM38-01(*V50HZ) | Contactor, 18,5kW/400V,AC operated | 108.7952 | 10
112469 | DILM38-01(*V60HZ) | Contactor, 18,5kW/400V,AC operated | 108.7952 | 10
112462 | DILM38-01(110V50/60HZ) | Contactor, 18,5kW/400V,AC operated | 108.7952 | 1
112453 | DILM38-01(110V50HZ,120V60HZ) | Contactor, 18,5kW/400V,AC operated | 108.7952 | 1
112463 | DILM38-01(220V50/60HZ) | Contactor, 18,5kW/400V,AC operated | 108.7952 | 1
112464 | DILM38-01(230V50/60HZ) | Contactor, 18,5kW/400V,AC operated | 108.7952 | 1
112456 | DILM38-01(230V50HZ,240V60HZ) | Contactor, 18,5kW/400V,AC operated | 119.6747 | 1
112460 | DILM38-01(24V50/60HZ) | Contactor, 18,5kW/400V,AC operated | 108.7952 | 1
112446 | DILM38-01(24V50HZ) | Contactor, 18,5kW/400V,AC operated | 108.7952 | 1
112458 | DILM38-01(400V50HZ,440V60HZ) | Contactor, 18,5kW/400V,AC operated | 108.7952 | 1
112472 | DILM38-01(RDC130) | Contactor, 18,5kW/400V, Uc=130V DC | 161.0373 | 1
112470 | DILM38-01(RDC24) | Contactor, 18,5kW/400V, Uc=24V DC | 177.141 | 1
112473 | DILM38-01(RDC240) | Contactor, 18,5kW/400V, Uc=240V DC | 161.0373 | 1
112471 | DILM38-01(RDC60) | Contactor, 18,5kW/400V, Uc=60V DC | 161.0373 | 1
112440 | DILM38-10(*V50HZ) | Contactor, 18,5kW/400V,AC operated | 108.7952 | 10
112441 | DILM38-10(*V60HZ) | Contactor, 18,5kW/400V,AC operated | 108.7952 | 10
112434 | DILM38-10(110V50/60HZ) | Contactor, 18,5kW/400V,AC operated | 108.7952 | 1
112425 | DILM38-10(110V50HZ,120V60HZ) | Contactor, 18,5kW/400V,AC operated | 108.7952 | 1
112426 | DILM38-10(190V50HZ,220V60HZ) | Contactor, 18,5kW/400V,AC operated | 108.7952 | 1
112435 | DILM38-10(220V50/60HZ) | Contactor, 18,5kW/400V,AC operated | 108.7952 | 1
112427 | DILM38-10(220V50HZ,240V60HZ) | Contactor, 18,5kW/400V,AC operated | 108.7952 | 1
112436 | DILM38-10(230V50/60HZ) | Contactor, 18,5kW/400V,AC operated | 108.7952 | 1
112428 | DILM38-10(230V50HZ,240V60HZ) | Contactor, 18,5kW/400V,AC operated | 119.6747 | 1
112420 | DILM38-10(240V50HZ) | Contactor, 18,5kW/400V,AC operated | 108.7952 | 1
112432 | DILM38-10(24V50/60HZ) | Contactor, 18,5kW/400V,AC operated | 108.7952 | 1
112378 | DILM38-10(24V50HZ) | Contactor, 18,5kW/400V,AC operated | 108.7952 | 1
112429 | DILM38-10(380V50HZ,440V60HZ) | Contactor, 18,5kW/400V,AC operated | 108.7952 | 1
112430 | DILM38-10(400V50HZ,440V60HZ) | Contactor, 18,5kW/400V,AC operated | 108.7952 | 1
112431 | DILM38-10(415V50HZ,480V60HZ) | Contactor, 18,5kW/400V,AC operated | 108.7952 | 1
112433 | DILM38-10(42V50/60HZ) | Contactor, 18,5kW/400V,AC operated | 108.7952 | 1
112424 | DILM38-10(42V50HZ,48V60HZ) | Contactor, 18,5kW/400V,AC operated | 108.7952 | 1
112444 | DILM38-10(RDC130) | Contactor, 18,5kW/400V, Uc=130V DC | 161.0373 | 1
112442 | DILM38-10(RDC24) | Contactor, 18,5kW/400V, Uc=24V DC | 177.141 | 1
112445 | DILM38-10(RDC240) | Contactor, 18,5kW/400V, Uc=240V DC | 161.0373 | 1
112443 | DILM38-10(RDC60) | Contactor, 18,5kW/400V, Uc=60V DC | 161.0373 | 1
112438 | DILM38-10(TVC100) | Contactor, 18,5kW/400V,AC operated | 108.7952 | 1
277778 | DILM40(*V50HZ) | Contactor,18,5kW/400V,AC-operated | 177.6696 | 5
277779 | DILM40(*V60HZ) | Contactor,18,5kW/400V,AC-operated | 177.6696 | 5
277772 | DILM40(110V50/60HZ) | Contactor,18,5kW/400V,AC-operated | 123.1821 | 1
277763 | DILM40(110V50HZ,120V60HZ) | Contactor,18,5kW/400V,AC-operated | 123.1821 | 1
277759 | DILM40(115V60HZ) | Contactor,18,5kW/400V,AC-operated | 123.1821 | 1
277764 | DILM40(190V50HZ,220V60HZ) | Contactor,18,5kW/400V,AC-operated | 123.1821 | 1
277760 | DILM40(208V60HZ) | Contactor,18,5kW/400V,AC-operated | 123.1821 | 1
277773 | DILM40(220V50/60HZ) | Contactor,18,5kW/400V,AC-operated | 123.1821 | 1
277765 | DILM40(220V50HZ,240V60HZ) | Contactor,18,5kW/400V,AC-operated | 123.1821 | 1
277774 | DILM40(230V50/60HZ) | Contactor,18,5kW/400V,AC-operated | 123.1821 | 1
277766 | DILM40(230V50HZ,240V60HZ) | Contactor,18,5kW/400V,AC-operated | 135.5003 | 1
277755 | DILM40(240V50HZ) | Contactor,18,5kW/400V,AC-operated | 123.1821 | 1
277770 | DILM40(24V50/60HZ) |  | 123.1821 | 1
277753 | DILM40(24V50HZ) | Contactor,18,5kW/400V,AC-operated | 123.1821 | 1
277757 | DILM40(24V60HZ) | Contactor,18,5kW/400V,AC-operated | 123.1821 | 1
277775 | DILM40(380V50/60HZ) | Contactor,18,5kW/400V,AC-operated | 123.1821 | 1
277767 | DILM40(380V50HZ,440V60HZ) | Contactor,18,5kW/400V,AC-operated | 123.1821 | 1
277768 | DILM40(400V50HZ,440V60HZ) | Contactor,18,5kW/400V,AC-operated | 123.1821 | 1
277769 | DILM40(415V50HZ,480V60HZ) | Contactor,18,5kW/400V,AC-operated | 123.1821 | 1
277771 | DILM40(42V50/60HZ) | Contactor,18,5kW/400V,AC-operated | 123.1821 | 1
277762 | DILM40(42V50HZ,48V60HZ) | Contactor,18,5kW/400V,AC-operated | 123.1821 | 1
277754 | DILM40(48V50HZ) | Contactor,18,5kW/400V,AC-operated | 123.1821 | 1
277761 | DILM40(600V60HZ) | Contactor,18,5kW/400V,AC-operated | 123.1821 | 1
277782 | DILM40(RDC130) | Contactor,18,5kW/400V, Uc=130V DC | 188.2252 | 1
277780 | DILM40(RDC24) | Contactor,18,5kW/400V, Uc=24V DC | 207.0477 | 1
277783 | DILM40(RDC240) | Contactor,18,5kW/400V, Uc=240V DC | 189.4345 | 1
277781 | DILM40(RDC60) | Contactor,18,5kW/400V, Uc=60V DC | 188.2252 | 1
277776 | DILM40(TVC100) | Contactor,18,5kW/400V, Uc=100V/50HZ, 100-110V/60HZ | 122.9378 | 1
277777 | DILM40(TVC200) | Contactor,18,5kW/400V, Uc=200V/50HZ, 200-220V/60HZ | 123.1821 | 1
208208 | DILM400/22(RA110) | Contactor, 200kW/400V Uc=48-110V 40/60Hz, 48-110V DC | 2429.9026 | 1
208209 | DILM400/22(RA250) | Contactor, 200kW/400V, Uc=110-250V AC/DC | 2429.9026 | 1
208210 | DILM400/22(RAC500) | Contactor, 200kW/400V,AC operated | 2429.9026 | 1
208207 | DILM400/22(RDC48) | Contactor, 200kW/400V,DC operated | 2774.6011 | 1
274195 | DILM400-S/22(110-120V50/60HZ) | Contactor, 200kW/400V,AC operated | 2078.9345 | 1
274196 | DILM400-S/22(220-240V50/60HZ) | Contactor, 200kW/400V,AC operated | 2078.9345 | 1
208287 | DILM400-XHB | Terminal cover DILM185…400 | 34.3721 | 1
101687 | DILM400-XHBS1 | Cover for star contactor DILM185...400 | 49.3916 | 1
208293 | DILM400-XKU-S | Cable clamp DILM250..400 | 144.1263 | 1
168810 | DILM400-XOCT | Spare contacts for DILM400 | 713.0307 | 1
208291 | DILM400-XS1 | Interconnect.bar,star neutral point,(DILM 185…400) | 73.2211 | 1
107669 | DILM400-XS1-SPS | #N/A | 26.9347 | 100
277806 | DILM40-22(230V50/60HZ) | Contactor,18,5kW/400V,AC-operated | 127.8234 | 1
277798 | DILM40-22(230V50HZ,240V60HZ) | Contactor,18,5kW/400V,AC-operated | 127.8234 | 1
277800 | DILM40-22(400V50HZ,440V60HZ) | Contactor,18,5kW/400V,AC-operated | 127.8234 | 1
277812 | DILM40-22(RDC24) | Contactor,18,5kW/400V, Uc=24V DC | 174.3526 | 1
277842 | DILM50(*V50HZ) | Contactor,22kW/400V,AC-operated | 217.5359 | 5
277843 | DILM50(*V60HZ) | Contactor,22kW/400V,AC-operated | 217.5359 | 5
277836 | DILM50(110V50/60HZ) | Contactor,22kW/400V,AC-operated | 159.4128 | 1
277827 | DILM50(110V50HZ,120V60HZ) | Contactor,22kW/400V,AC-operated | 159.4128 | 1
277828 | DILM50(190V50HZ,220V60HZ) | Contactor,22kW/400V,AC-operated | 159.4128 | 1
277824 | DILM50(208V60HZ) | Contactor,22kW/400V,AC-operated | 159.4128 | 1
277837 | DILM50(220V50/60HZ) | Contactor,22kW/400V,AC-operated | 159.4128 | 1
277829 | DILM50(220V50HZ,240V60HZ) | Contactor,22kW/400V,AC-operated | 159.4128 | 1
277838 | DILM50(230V50/60HZ) |  | 159.4128 | 1
277838 | DILM50(230V50/60HZ) | Contactor,22kW/400V,AC-operated | 159.4128 | 1
277830 | DILM50(230V50HZ,240V60HZ) | Contactor,22kW/400V,AC-operated | 175.3541 | 1
277819 | DILM50(240V50HZ) | Contactor,22kW/400V,AC-operated | 159.4128 | 1
277834 | DILM50(24V50/60HZ) | Contactor,22kW/400V,AC-operated | 159.4128 | 1
277817 | DILM50(24V50HZ) | Contactor,22kW/400V,AC-operated | 159.4128 | 1
277821 | DILM50(24V60HZ) | Contactor,22kW/400V,AC-operated | 159.4128 | 1
277839 | DILM50(380V50/60HZ) | Contactor,22kW/400V,AC-operated | 159.4128 | 1
277831 | DILM50(380V50HZ,440V60HZ) | Contactor,22kW/400V,AC-operated | 159.4128 | 1
277832 | DILM50(400V50HZ,440V60HZ) | Contactor,22kW/400V,AC-operated | 159.4128 | 1
277833 | DILM50(415V50HZ,480V60HZ) | Contactor,22kW/400V,AC-operated | 159.4128 | 1
277835 | DILM50(42V50/60HZ) | Contactor,22kW/400V,AC-operated | 159.4128 | 1
277826 | DILM50(42V50HZ,48V60HZ) | Contactor,22kW/400V,AC-operated | 159.4128 | 1
277818 | DILM50(48V50HZ) | Contactor,22kW/400V,AC-operated | 159.4128 | 1
277825 | DILM50(600V60HZ) | Contactor,22kW/400V,AC-operated | 159.4128 | 1
277846 | DILM50(RDC130) | Contactor,22kW/400V, Uc=130V DC | 240.8357 | 1
277844 | DILM50(RDC24) | Contactor,22kW/400V, Uc=24V DC | 264.9192 | 1
277847 | DILM50(RDC240) | Contactor,22kW/400V, Uc=240V DC | 240.8357 | 1
277845 | DILM50(RDC60) | Contactor,22kW/400V, Uc=60V DC | 240.8357 | 1
277840 | DILM50(TVC100) | Contactor,22kW/400V, Uc=100V/50HZ, 100-110V/60HZ | 159.4128 | 1
277841 | DILM50(TVC200) | Contactor,22kW/400V, Uc=200V/50HZ, 200-220V/60HZ | 159.4128 | 1
208212 | DILM500/22(RA110) | Contactor, 250kW/400V Uc=48-110V 40/60Hz, 48-110V DC | 3879.8416 | 1
208213 | DILM500/22(RA250) | Contactor, 250kW/400V, Uc=110-250V AC/DC | 3879.8416 | 1
208214 | DILM500/22(RAC500) | Contactor, 250kW/400V,AC operated | 3879.8416 | 1
208211 | DILM500/22(RDC48) | Contactor, 250kW/400V,DC operated | 3879.8416 | 1
274198 | DILM500-S/22(110-120V50/60HZ) | Contactor, 250kW/400V,AC operated | 2897.4965 | 1
274199 | DILM500-S/22(220-240V50/60HZ) | Contactor, 250kW/400V,AC operated | 2521.1782 | 1
274204 | DILM500-S-XSP/E(110-120V50/60HZ) | Spare coil AC for DILM300..570 | 643.7119 | 1
274205 | DILM500-S-XSP/E(220-240V50/60HZ) | Spare coil AC for DILM300..570 | 197.7906 | 1
208286 | DILM500-XHB | Terminal cover DILM500 | 39.3016 | 1
232192 | DILM500-XK-CNA | #N/A | 201.8116 | 1
208289 | DILM500-XMV | Mechanical interlocking (DILM 185…570) | 44.5483 | 1
168809 | DILM500-XOCT | Spare contacts for DILM500 | 729.2526 | 1
208290 | DILM500-XS1 | Interconnect.bar,star neutral point,(DILM 500) | 93.8449 | 1
208255 | DILM500-XSP/E(RA110) | Spare coil AC for DILM300..570 48-110V 40/60Hz, 48-110V DC | 737.3354 | 1
208256 | DILM500-XSP/E(RA250) | Spare coil AC for DILM300..570, Uc=110-250V AC/DC | 737.3354 | 1
208257 | DILM500-XSP/E(RAC500) | Spare coil AC for DILM300..570, Uc=250-500V 40/60Hz | 737.3354 | 1
208254 | DILM500-XSP/E(RDC48) | Spare coil DC for DILM300..570 | 737.3354 | 1
277870 | DILM50-22(230V50/60HZ) | Contactor,22kW/400V,AC-operated | 177.722 | 1
277862 | DILM50-22(230V50HZ,240V60HZ) |  | 177.722 | 1
277876 | DILM50-22(RDC24) | Contactor,22kW/400V, Uc=24V DC | 208.5561 | 1
109212 | DILM50-22(RDC24)-SOND711 |  | 254.2734 | 1
208215 | DILM580/22(RA110) | Contactor, 315kW/400V Uc=48-110V 40/60Hz, 48-110V DC | 5421.0846 | 1
208216 | DILM580/22(RA250) | Contactor, 315kW/400V, Uc=110-250V AC/DC | 5150.0365 | 1
121435 | DILM580/22(RA250)-SOND714 | #N/A | 5150.0365 | 1
208217 | DILM580/22(RAC500) | Contactor, 315kW/400V,AC operated | 5421.0846 | 1
173402 | DILM580-XCOVER | Replacement cover for DILM580 | 36.0769 | 1
208299 | DILM580-XCT | Vacuum tubes for DILM580 (complete) | 2641.3466 | 1
277906 | DILM65(*V50HZ) | Contactor,30kW/400V,AC-operated | 302.6332 | 5
277907 | DILM65(*V60HZ) | Contactor,30kW/400V,AC-operated | 302.6332 | 5
277900 | DILM65(110V50/60HZ) | Contactor,30kW/400V,AC-operated | 227.9402 | 1
277891 | DILM65(110V50HZ,120V60HZ) | Contactor,30kW/400V,AC-operated | 227.9402 | 1
277887 | DILM65(115V60HZ) | Contactor,30kW/400V,AC-operated | 227.9402 | 1
277892 | DILM65(190V50HZ,220V60HZ) | Contactor,30kW/400V,AC-operated | 227.9402 | 1
277888 | DILM65(208V60HZ) | Contactor,30kW/400V,AC-operated | 227.9402 | 1
277901 | DILM65(220V50/60HZ) | Contactor,30kW/400V,AC-operated | 227.9402 | 1
277893 | DILM65(220V50HZ,240V60HZ) | Contactor,30kW/400V,AC-operated | 227.9402 | 1
277902 | DILM65(230V50/60HZ) | Contactor,30kW/400V,AC-operated | 227.9402 | 1
277894 | DILM65(230V50HZ,240V60HZ) | Contactor,30kW/400V,AC-operated | 250.7342 | 1
277883 | DILM65(240V50HZ) | Contactor,30kW/400V,AC-operated | 227.9402 | 1
277898 | DILM65(24V50/60HZ) | Contactor,30kW/400V,AC-operated | 227.9402 | 1
277881 | DILM65(24V50HZ) | Contactor,30kW/400V,AC-operated | 227.9402 | 1
277885 | DILM65(24V60HZ) | Contactor,30kW/400V,AC-operated | 227.9402 | 1
277903 | DILM65(380V50/60HZ) | Contactor,30kW/400V,AC-operated | 227.9402 | 1
277895 | DILM65(380V50HZ,440V60HZ) | Contactor,30kW/400V,AC-operated | 227.9402 | 1
277896 | DILM65(400V50HZ,440V60HZ) | Contactor,30kW/400V,AC-operated | 227.9402 | 1
277896 | DILM65(400V50HZ,440V60HZ) | Contactor,30kW/400V,AC-operated | 227.9402 | 1
277897 | DILM65(415V50HZ,480V60HZ) | Contactor,30kW/400V,AC-operated | 227.9402 | 1
277899 | DILM65(42V50/60HZ) | Contactor,30kW/400V,AC-operated | 227.9402 | 1
277890 | DILM65(42V50HZ,48V60HZ) | Contactor,30kW/400V,AC-operated | 227.9402 | 1
277882 | DILM65(48V50HZ) | Contactor,30kW/400V,AC-operated | 227.9402 | 1
277884 | DILM65(500V50HZ) | Contactor,30kW/400V,AC-operated | 227.9402 | 1
277889 | DILM65(600V60HZ) | Contactor,30kW/400V,AC-operated | 227.9402 | 1
277910 | DILM65(RDC130) | Contactor,30kW/400V, Uc=130V DC | 333.0583 | 1
277908 | DILM65(RDC24) | Contactor,30kW/400V, Uc=24V DC | 366.3641 | 1
277911 | DILM65(RDC240) | Contactor,30kW/400V, Uc=240V DC | 333.0583 | 1
277909 | DILM65(RDC60) | Contactor,30kW/400V, Uc=60V DC | 333.0583 | 1
277904 | DILM65(TVC100) | Contactor,30kW/400V, Uc=100V/50HZ, 100-110V/60HZ | 227.9402 | 1
277905 | DILM65(TVC200) | Contactor,30kW/400V, Uc=200V/50HZ, 200-220V/60HZ | 227.9402 | 1
208218 | DILM650/22(RA110) | Contactor, 355kW/400V Uc=48-110V 40/60Hz, 48-110V DC | 6210.875 | 1
208219 | DILM650/22(RA250) | Contactor, 355kW/400V, Uc=110-250V AC/DC | 6335.1003 | 1
208220 | DILM650/22(RAC500) | Contactor, 355kW/400V,AC operated | 5805.4864 | 1
173403 | DILM650-XCOVER | Replacement cover for DILM650 | 36.0769 | 1
208300 | DILM650-XCT | Vacuum tubes for DILM650 (complete) | 3011.9848 | 1
208285 | DILM650-XHB | Terminal cover DILM580…650 | 92.2691 | 1
277934 | DILM65-22(230V50/60HZ) | Contactor,30kW/400V,AC-operated | 225.6388 | 1
277926 | DILM65-22(230V50HZ,240V60HZ) | Contactor,30kW/400V,AC-operated | 225.6388 | 1
277928 | DILM65-22(400V50HZ,440V60HZ) | Contactor,30kW/400V,AC-operated | 225.6388 | 1
277940 | DILM65-22(RDC24) | Contactor,30kW/400V, Uc=24V DC | 365.2687 | 1
239376 | DILM65-XCT | Spare contacts for DILM72 | 67.1546 | 1
106491 | DILM65-XIP2X | Terminal shrouding kit DILM40…72, DILMP63…80 | 22.6924 | 8
106491 | DILM65-XIP2X | Terminal shrouding kit DILM40…72, DILMP63…80 | 22.6924 | 8
281198 | DILM65-XMV | Mechanical interlocking (DILM 40…72) | 11.0827 | 1
281195 | DILM65-XP1 | Interconnecting bar with terminal (DILM 40…72) | 54.3902 | 1
101059 | DILM65-XP2 | Interconnecting bar, parallel inputs (DILM 40...72) | 17.9553 | 10
101060 | DILM65-XR | Reversing link for DILM40..72 | 15.6983 | 10
101057 | DILM65-XRL | Interconnect.set for reversing.comb. (DILM 40…72) | 36.3593 | 1
281192 | DILM65-XS1 | Interconnect.bar,star neutral point (DILM 40…72) | 6.0685 | 1
101058 | DILM65-XSL | Interconnect.set for Y-D combinations (DILM 40…72) | 43.3921 | 1
281183 | DILM65-XSP(*V50HZ) | Spare coil AC for DILM40..72 | 30.4391 | 5
281184 | DILM65-XSP(*V60HZ) | Spare coil AC for DILM40..72 | 30.4391 | 5
281177 | DILM65-XSP(110V50/60HZ) | Spare coil AC for DILM40..72 | 19.3882 | 1
281168 | DILM65-XSP(110V50HZ,120V60HZ) | Spare coil AC for DILM40..72 | 19.3882 | 1
281166 | DILM65-XSP(115V60HZ) | Spare coil AC for DILM40..72 | 19.3882 | 1
281169 | DILM65-XSP(190V50HZ,220V60HZ) | Spare coil AC for DILM40..72 | 19.3882 | 1
283379 | DILM65-XSP(208V60HZ) | Spare coil AC for DILM40..72 | 19.3882 | 1
281178 | DILM65-XSP(220V50/60HZ) | Spare coil AC for DILM40..72 | 19.3882 | 1
281170 | DILM65-XSP(220V50HZ,240V60HZ) | Spare coil AC for DILM40..72 | 19.3882 | 1
281179 | DILM65-XSP(230V50/60HZ) | Spare coil AC for DILM40..72 | 19.3882 | 1
281171 | DILM65-XSP(230V50HZ,240V60HZ) | Spare coil AC for DILM40..72 | 19.3882 | 1
281162 | DILM65-XSP(240V50HZ) | Spare coil AC for DILM40..72 | 19.3882 | 1
281175 | DILM65-XSP(24V50/60HZ) | Spare coil AC for DILM40..72 | 19.3882 | 1
281160 | DILM65-XSP(24V50HZ) | Spare coil AC for DILM40..72 | 19.3882 | 1
281164 | DILM65-XSP(24V60HZ) | Spare coil AC for DILM40..72 | 19.3882 | 1
281180 | DILM65-XSP(380V50/60HZ) | Spare coil AC for DILM40..72 | 19.3882 | 1
281172 | DILM65-XSP(380V50HZ,440V60HZ) | Spare coil AC for DILM40..72 | 19.3882 | 1
281173 | DILM65-XSP(400V50HZ,440V60HZ) | Spare coil AC for DILM40..72 | 19.3882 | 1
281174 | DILM65-XSP(415V50HZ,480V60HZ) | Spare coil AC for DILM40..72 | 19.3882 | 1
281176 | DILM65-XSP(42V50/60HZ) | Spare coil AC for DILM40..72 | 19.3882 | 1
281167 | DILM65-XSP(42V50HZ,48V60HZ) | Spare coil AC for DILM40..72 | 19.3882 | 1
281161 | DILM65-XSP(48V50HZ) | Spare coil AC for DILM40..72 | 19.3882 | 1
283380 | DILM65-XSP(600V60HZ) | Spare coil AC for DILM40..72 | 19.3882 | 1
281187 | DILM65-XSP(RDC130) | Spare coil DC for DILM40..72, Uc=130V DC | 90.2298 | 1
281185 | DILM65-XSP(RDC24) | Spare coil DC for DILM40..72, Uc=24V DC | 90.2298 | 1
281188 | DILM65-XSP(RDC240) | Spare coil DC for DILM40..72, Uc=240V DC | 96.4542 | 1
281186 | DILM65-XSP(RDC60) | Spare coil DC for DILM40..72, Uc=60V DC | 90.2298 | 1
281181 | DILM65-XSP(TVC100) | Spare coil AC for DILM40..72, Uc=100V/50HZ, 100-110V/60HZ | 19.3882 | 1
281182 | DILM65-XSP(TVC200) | Spare coil AC for DILM40..72, Uc=200V/50HZ, 200-220V/60HZ | 19.3882 | 1
276597 | DILM7-01(*V50HZ) | Contactor,3kW/400V,AC-operated | 45.9242 | 10
276598 | DILM7-01(*V60HZ) | Contactor,3kW/400V,AC-operated | 45.9242 | 10
276605 | DILM7-01(*VDC) | Contactor,3kW/400V,DC-operated | 53.2588 | 10
276591 | DILM7-01(110V50/60HZ) | Contactor,3kW/400V,AC-operated | 29.558 | 1
276582 | DILM7-01(110V50HZ,120V60HZ) | Contactor,3kW/400V,AC-operated | 29.558 | 1
276603 | DILM7-01(110VDC) | Contactor,3kW/400V,DC-operated | 36.1922 | 1
276578 | DILM7-01(115V60HZ) | Contactor,3kW/400V,AC-operated | 29.558 | 1
276583 | DILM7-01(190V50HZ,220V60HZ) | Contactor,3kW/400V,AC-operated | 29.558 | 1
276579 | DILM7-01(208V60HZ) | Contactor,3kW/400V,AC-operated | 29.558 | 1
276592 | DILM7-01(220V50/60HZ) | Contactor,3kW/400V,AC-operated | 29.558 | 1
276584 | DILM7-01(220V50HZ,240V60HZ) | Contactor,3kW/400V,AC-operated | 29.558 | 1
276604 | DILM7-01(220VDC) | Contactor,3kW/400V,DC-operated | 36.1922 | 1
276593 | DILM7-01(230V50/60HZ) | Contactor,3kW/400V,AC-operated | 29.558 | 1
276585 | DILM7-01(230V50HZ,240V60HZ) | Contactor,3kW/400V,AC-operated | 32.5138 | 1
276574 | DILM7-01(240V50HZ) | Contactor,3kW/400V,AC-operated | 29.558 | 1
276589 | DILM7-01(24V50/60HZ) |  | 30.0568 | 1
276572 | DILM7-01(24V50HZ) | Contactor,3kW/400V,AC-operated | 29.558 | 1
276576 | DILM7-01(24V60HZ) | Contactor,3kW/400V,AC-operated | 29.558 | 1
276600 | DILM7-01(24VDC) | Contactor,3kW/400V,DC-operated | 39.8114 | 1
276594 | DILM7-01(380V50/60HZ) | Contactor,3kW/400V,AC-operated | 29.558 | 1
276586 | DILM7-01(380V50HZ,440V60HZ) | Contactor,3kW/400V,AC-operated | 29.558 | 1
276587 | DILM7-01(400V50HZ,440V60HZ) | Contactor,3kW/400V,AC-operated | 29.558 | 1
276588 | DILM7-01(415V50HZ,480V60HZ) | Contactor,3kW/400V,AC-operated | 29.558 | 1
276590 | DILM7-01(42V50/60HZ) | Contactor,3kW/400V,AC-operated | 29.558 | 1
276581 | DILM7-01(42V50HZ,48V60HZ) | Contactor,3kW/400V,AC-operated | 29.558 | 1
276573 | DILM7-01(48V50HZ) | Contactor,3kW/400V,AC-operated | 29.558 | 1
276601 | DILM7-01(48VDC) | Contactor,3kW/400V,DC-operated | 36.1922 | 1
276580 | DILM7-01(600V60HZ) | Contactor,3kW/400V,AC-operated | 29.6933 | 1
276595 | DILM7-01(TVC100) | Contactor,3kW/400V, Uc=100V/50HZ, 100-110V/60HZ | 29.558 | 1
276596 | DILM7-01(TVC200) | Contactor,3kW/400V, Uc=200V/50HZ, 200-220V/60HZ | 29.558 | 1
102042 | DILM7-01-SOND516(24VDC) | Contactor,3kW/400V,red.retaining power 2,4W, Uc=24V DC | 36.406 | 1
276562 | DILM7-10(*V50HZ) | Contactor,3kW/400V,AC-operated | 44.3178 | 10
276563 | DILM7-10(*V60HZ) | Contactor,3kW/400V,AC-operated | 44.3497 | 10
276570 | DILM7-10(*VDC) | Contactor,3kW/400V,DC-operated | 45.642 | 10
276556 | DILM7-10(110V50/60HZ) | Contactor,3kW/400V,AC-operated | 29.558 | 1
276547 | DILM7-10(110V50HZ,120V60HZ) | Contactor,3kW/400V,AC-operated | 29.558 | 1
276568 | DILM7-10(110VDC) | Contactor,3kW/400V,DC-operated | 36.1922 | 1
276543 | DILM7-10(115V60HZ) | Contactor,3kW/400V,AC-operated | 29.558 | 1
276548 | DILM7-10(190V50HZ,220V60HZ) | Contactor,3kW/400V,AC-operated | 29.558 | 1
276544 | DILM7-10(208V60HZ) | Contactor,3kW/400V,AC-operated | 29.558 | 1
276557 | DILM7-10(220V50/60HZ) | Contactor,3kW/400V,AC-operated | 29.558 | 1
276549 | DILM7-10(220V50HZ,240V60HZ) | Contactor,3kW/400V,AC-operated | 29.558 | 1
276569 | DILM7-10(220VDC) | Contactor,3kW/400V,DC-operated | 36.1922 | 1
276558 | DILM7-10(230V50/60HZ) | Contactor,3kW/400V,AC-operated | 29.558 | 1
276550 | DILM7-10(230V50HZ,240V60HZ) | Contactor,3kW/400V,AC-operated | 32.5138 | 1
276539 | DILM7-10(240V50HZ) | Contactor,3kW/400V,AC-operated | 29.558 | 1
276554 | DILM7-10(24V50/60Hz) |  | 29.558 | 1
276537 | DILM7-10(24V50HZ) | Contactor,3kW/400V,AC-operated | 29.558 | 1
276541 | DILM7-10(24V60HZ) | Contactor,3kW/400V,AC-operated | 29.558 | 1
276565 | DILM7-10(24VDC) | Contactor,3kW/400V,DC-operated | 39.8114 | 1
276559 | DILM7-10(380V50/60HZ) | Contactor,3kW/400V,AC-operated | 29.558 | 1
276551 | DILM7-10(380V50HZ,440V60HZ) | Contactor,3kW/400V,AC-operated | 29.558 | 1
276552 | DILM7-10(400V50HZ,440V60HZ) | Contactor,3kW/400V,AC-operated | 29.558 | 1
276553 | DILM7-10(415V50HZ,480V60HZ) | Contactor,3kW/400V,AC-operated | 29.558 | 1
276555 | DILM7-10(42V50/60HZ) | Contactor,3kW/400V,AC-operated | 29.558 | 1
276546 | DILM7-10(42V50HZ,48V60HZ) | Contactor,3kW/400V,AC-operated | 29.558 | 1
276538 | DILM7-10(48V50HZ) | Contactor,3kW/400V,AC-operated | 29.558 | 1
276566 | DILM7-10(48VDC) | Contactor,3kW/400V,DC-operated | 36.1922 | 1
276545 | DILM7-10(600V60HZ) | Contactor,3kW/400V,AC-operated | 29.558 | 1
276560 | DILM7-10(TVC100) | Contactor,3kW/400V, Uc=100V/50HZ, 100-110V/60HZ | 29.558 | 1
276561 | DILM7-10(TVC200) | Contactor,3kW/400V, Uc=200V/50HZ, 200-220V/60HZ | 29.558 | 1
102043 | DILM7-10-SOND516(24VDC) | Contactor,3kW/400V,red.retaining power 2,4W, Uc=24V DC | 36.4679 | 1
109205 | DILM72(*V50HZ) | Contactor,37kW/400V,AC operated | 241.4785 | 10
109206 | DILM72(*V60HZ) | Contactor,37kW/400V,AC operated | 241.4785 | 10
109199 | DILM72(110V50/60HZ) | Contactor,37kW/400V,AC operated | 229.5216 | 1
109191 | DILM72(110V50HZ,120V60HZ) | Contactor,37kW/400V,AC operated | 229.5216 | 1
109200 | DILM72(220V50/60HZ) | Contactor,37kW/400V,AC operated | 229.5216 | 1
109201 | DILM72(230V50/60HZ) | Contactor,37kW/400V,AC operated | 229.5216 | 1
107670 | DILM72(230V50HZ,240V60HZ) | Contactor,37kW/400V,AC operated | 252.4737 | 1
109183 | DILM72(240V50HZ) | Contactor,37kW/400V,AC operated | 229.5216 | 1
109197 | DILM72(24V50/60HZ) | Contactor,37kW/400V,AC operated | 229.5216 | 1
109195 | DILM72(400V50HZ,440V60HZ) | Contactor,37kW/400V,AC operated | 229.5216 | 1
107671 | DILM72(RDC24) | Contactor,37kW/400V, Uc=24V DC | 376.5043 | 1
109209 | DILM72(RDC240) | Contactor,37kW/400V, Uc=240V DC | 342.2767 | 1
276620 | DILM7-21(230V50HZ,240V60HZ) | Contactor,3kW/400V,AC-operated | 41.695 | 1
276635 | DILM7-21(24VDC) | Contactor,3kW/400V,DC-operated | 46.244 | 1
106360 | DILM7-22(230V50HZ,240V60HZ) | Contactor,3kW/400V,AC-operated, 2NO 2NC | 47.4806 | 1
106367 | DILM7-22(24VDC) | Contactor,3kW/400V, Uc=24V DC, 2NO 2NC | 51.5185 | 1
276655 | DILM7-32(230V50HZ,240V60HZ) | Contactor,3kW/400V,AC-operated | 48.6033 | 1
276642 | DILM7-32(24V50HZ) | Contactor,3kW/400V,AC-operated | 48.4794 | 1
276670 | DILM7-32(24VDC) | Contactor,3kW/400V,DC-operated | 51.5185 | 1
208221 | DILM750/22(RA110) | Contactor, 400kW/400V Uc=48-110V 40/60Hz, 48-110V DC | 7088.6603 | 1
208222 | DILM750/22(RA250) | Contactor, 400kW/400V, Uc=110-250V AC/DC | 6734.2322 | 1
208223 | DILM750/22(RAC500) | Contactor, 400kW/400V,AC operated | 7088.6603 | 1
173404 | DILM750-XCOVER | Replacement cover for DILM750 | 36.0769 | 1
208301 | DILM750-XCT | Vacuum tubes for DILM750 (complete) | 3465.1626 | 1
239414 | DILM80(*V50HZ) | Contactor,37kW/400V,AC operated | 331.6954 | 5
239415 | DILM80(*V60HZ) | Contactor,37kW/400V,AC operated | 331.6954 | 5
239408 | DILM80(110V50/60HZ) | Contactor,37kW/400V,AC operated | 278.9559 | 1
239399 | DILM80(110V50HZ,120V60HZ) | Contactor,37kW/400V,AC operated | 279.5058 | 1
239379 | DILM80(115V60HZ) | #N/A | 278.9559 | 1
239400 | DILM80(190V50HZ,220V60HZ) | Contactor,37kW/400V,AC operated | 279.2858 | 1
239384 | DILM80(208V60HZ) | Contactor,37kW/400V,AC operated | 279.2309 | 1
239409 | DILM80(220V50/60HZ) | Contactor,37kW/400V,AC operated | 279.1759 | 1
239401 | DILM80(220V50HZ,240V60HZ) | Contactor,37kW/400V,AC operated | 279.2309 | 1
239410 | DILM80(230V50/60HZ) | Contactor,37kW/400V,AC operated | 279.1759 | 1
239402 | DILM80(230V50HZ,240V60HZ) | Contactor,37kW/400V,AC operated | 308.3637 | 1
235910 | DILM80(240V50HZ) | Contactor,37kW/400V,AC operated | 279.6158 | 1
239406 | DILM80(24V50/60HZ) | Contactor,37kW/400V,AC operated | 278.626 | 1
235904 | DILM80(24V50HZ) | Contactor,37kW/400V,AC operated | 278.571 | 1
239377 | DILM80(24V60HZ) | Contactor,37kW/400V,AC operated | 278.0211 | 1
239411 | DILM80(380V50/60HZ) | Contactor,37kW/400V,AC operated | 279.5058 | 1
239403 | DILM80(380V50HZ,440V60HZ) | Contactor,37kW/400V,AC operated | 280.1107 | 1
239404 | DILM80(400V50HZ,440V60HZ) | Contactor,37kW/400V,AC operated | 279.9457 | 1
239405 | DILM80(415V50HZ,480V60HZ) | Contactor,37kW/400V,AC operated | 280.1657 | 1
239407 | DILM80(42V50/60HZ) | Contactor,37kW/400V,AC operated | 278.571 | 1
239394 | DILM80(42V50HZ,48V60HZ) | Contactor,37kW/400V,AC operated | 278.571 | 1
235909 | DILM80(48V50HZ) | Contactor,37kW/400V,AC operated | 278.571 | 1
239418 | DILM80(RDC130) | Contactor,37kW/400V, Uc=130V DC | 403.1223 | 1
239416 | DILM80(RDC24) | Contactor,37kW/400V, Uc=24V DC | 406.2462 | 1
239419 | DILM80(RDC240) | Contactor,37kW/400V, Uc=240V DC | 374.5277 | 1
239417 | DILM80(RDC60) | Contactor,37kW/400V, Uc=60V DC | 377.6072 | 1
239412 | DILM80(TVC100) | Contactor,37kW/400V, Uc=100V/50HZ, 100-110V/60HZ | 278.8459 | 1
239413 | DILM80(TVC200) | Contactor,37kW/400V, Uc=200V/50HZ, 200-220V/60HZ | 279.2858 | 1
239457 | DILM80-22(230V50/60HZ) | Contactor, 3p+2N/O+2N/C, 37kW/400V/AC3 | 295.6639 | 1
239449 | DILM80-22(230V50HZ,240V60HZ) | Contactor,37kW/400V,AC operated | 288.6161 | 1
239463 | DILM80-22(RDC24) | Contactor,37kW/400V, Uc=24V DC | 425.4987 | 1
208224 | DILM820/22(RA110) | Contactor, 450kW/400V Uc=48-110V 40/60Hz, 48-110V DC | 7533.1467 | 1
208225 | DILM820/22(RA250) | Contactor, 450kW/400V, Uc=110-250V AC/DC | 7533.1467 | 1
208226 | DILM820/22(RAC500) | Contactor, 450kW/400V,AC operated | 7533.1467 | 1
173405 | DILM820-XCOVER | Replacement cover for DILM820 | 36.0769 | 1
208302 | DILM820-XCT | Vacuum tubes for DILM820 (complete) | 3872.2887 | 1
208284 | DILM820-XHB | Terminal cover DILM750…1000 | 104.3976 | 1
208282 | DILM820-XHI11-SA | Auxilliary contacts for DILM250…DILH2600, DILDC300…DILDC600, 1NO1NC, side-mounted | 25.0616 | 1
208281 | DILM820-XHI11-SI | Auxilliary contacts for DILM250…DILH2600, DILDC300…DILDC600, 1NO1NC, side-mounted | 25.0616 | 1
208283 | DILM820-XHI11V-SI | Auxilliary contacts for DILM250…DILH2600, DILDC300…DILDC600, 1NO1NC, side-mounted | 25.0616 | 1
208295 | DILM820-XKB-S | Band terminal DILM750..820 (3 pce) | 142.9728 | 1
208288 | DILM820-XMV | Mechanical interlocking (DILM 580…1000) | 628.1425 | 1
276737 | DILM9-01(*V50HZ) | Contactor,4kW/400V,AC-operated | 49.3415 | 10
276738 | DILM9-01(*V60HZ) | Contactor,4kW/400V,AC-operated | 49.3415 | 10
276745 | DILM9-01(*VDC) | Contactor,4kW/400V,DC-operated | 51.8776 | 10
276731 | DILM9-01(110V50/60HZ) | Contactor,4kW/400V,AC-operated | 31.5751 | 1
276722 | DILM9-01(110V50HZ,120V60HZ) | Contactor,4kW/400V,AC-operated | 31.5751 | 1
276743 | DILM9-01(110VDC) | Contactor,4kW/400V,DC-operated | 37.9407 | 1
276739 | DILM9-01(12VDC) | #N/A | 37.9407 | 1
276723 | DILM9-01(190V50HZ,220V60HZ) | Contactor,4kW/400V,AC-operated | 31.5751 | 1
276719 | DILM9-01(208V60HZ) | Contactor,4kW/400V,AC-operated | 31.5751 | 1
276732 | DILM9-01(220V50/60HZ) | Contactor,4kW/400V,AC-operated | 31.5751 | 1
276724 | DILM9-01(220V50HZ,240V60HZ) | Contactor,4kW/400V,AC-operated | 31.5751 | 1
276744 | DILM9-01(220VDC) | Contactor,4kW/400V,DC-operated | 37.9407 | 1
276733 | DILM9-01(230V50/60HZ) | Contactor,4kW/400V,AC-operated | 31.5751 | 1
276725 | DILM9-01(230V50HZ,240V60HZ) | Contactor,4kW/400V,AC-operated | 34.7326 | 1
276714 | DILM9-01(240V50HZ) | Contactor,4kW/400V,AC-operated | 31.5751 | 1
276729 | DILM9-01(24V50/60HZ) | Contactor,4kW/400V,AC-operated | 31.5751 | 1
276712 | DILM9-01(24V50HZ) | Contactor,4kW/400V,AC-operated | 31.5751 | 1
276716 | DILM9-01(24V60HZ) | Contactor,4kW/400V,AC-operated | 31.5751 | 1
276740 | DILM9-01(24VDC) | Contactor,4kW/400V,DC-operated | 41.7348 | 1
276734 | DILM9-01(380V50/60HZ) | Contactor,4kW/400V,AC-operated | 31.5751 | 1
276726 | DILM9-01(380V50HZ,440V60HZ) | Contactor,4kW/400V,AC-operated | 31.5751 | 1
276727 | DILM9-01(400V50HZ,440V60HZ) | Contactor,4kW/400V,AC-operated | 31.5751 | 1
276728 | DILM9-01(415V50HZ,480V60HZ) | Contactor,4kW/400V,AC-operated | 31.5751 | 1
276730 | DILM9-01(42V50/60HZ) | Contactor,4kW/400V,AC-operated | 31.5751 | 1
276721 | DILM9-01(42V50HZ,48V60HZ) | Contactor,4kW/400V,AC-operated | 31.5751 | 1
276713 | DILM9-01(48V50HZ) | Contactor,4kW/400V,AC-operated | 31.5751 | 1
276741 | DILM9-01(48VDC) | Contactor,4kW/400V,DC-operated | 37.9407 | 1
276720 | DILM9-01(600V60HZ) | Contactor,4kW/400V,AC-operated | 31.5751 | 1
276735 | DILM9-01(TVC100) | Contactor,4kW/400V, Uc=100V/50HZ, 100-110V/60HZ | 31.5751 | 1
276736 | DILM9-01(TVC200) | Contactor,4kW/400V, Uc=200V/50HZ, 200-220V/60HZ | 31.5751 | 1
102044 | DILM9-01-SOND516(24VDC) | Contactor,4kW/400V,red.retaining power 2,4W, Uc=24V DC | 36.406 | 1
276702 | DILM9-10(*V50HZ) | Contactor,4kW/400V,AC-operated | 49.3415 | 10
276703 | DILM9-10(*V60HZ) | Contactor,4kW/400V,AC-operated | 49.3415 | 10
276710 | DILM9-10(*VDC) | Contactor,4kW/400V,DC-operated | 51.8776 | 10
276696 | DILM9-10(110V50/60HZ) | Contactor,4kW/400V,AC-operated | 31.5751 | 1
276687 | DILM9-10(110V50HZ,120V60HZ) | Contactor,4kW/400V,AC-operated | 31.5751 | 1
276708 | DILM9-10(110VDC) | Contactor,4kW/400V,DC-operated | 37.9407 | 1
276683 | DILM9-10(115V60HZ) | Contactor,4kW/400V,AC-operated | 31.5751 | 1
276704 | DILM9-10(12VDC) | #N/A | 37.9407 | 1
276688 | DILM9-10(190V50HZ,220V60HZ) | Contactor,4kW/400V,AC-operated | 31.5751 | 1
276684 | DILM9-10(208V60HZ) | Contactor,4kW/400V,AC-operated | 31.5751 | 1
276697 | DILM9-10(220V50/60HZ) | Contactor,4kW/400V,AC-operated | 31.5751 | 1
276689 | DILM9-10(220V50HZ,240V60HZ) | Contactor,4kW/400V,AC-operated | 31.5751 | 1
276709 | DILM9-10(220VDC) | Contactor,4kW/400V,DC-operated | 37.9407 | 1
276698 | DILM9-10(230V50/60HZ) | Contactor,4kW/400V,AC-operated | 31.5751 | 1
276690 | DILM9-10(230V50HZ,240V60HZ) | Contactor,4kW/400V,AC-operated | 34.7326 | 1
276679 | DILM9-10(240V50HZ) | Contactor,4kW/400V,AC-operated | 31.5751 | 1
276694 | DILM9-10(24V50/60HZ) | Contactor,4kW/400V,AC-operated | 31.5751 | 1
276677 | DILM9-10(24V50HZ) | Contactor,4kW/400V,AC-operated | 31.5751 | 1
276681 | DILM9-10(24V60HZ) | Contactor,4kW/400V,AC-operated | 31.5751 | 1
276705 | DILM9-10(24VDC) | Contactor,4kW/400V,DC-operated | 41.7348 | 1
276699 | DILM9-10(380V50/60HZ) | Contactor,4kW/400V,AC-operated | 31.5751 | 1
276691 | DILM9-10(380V50HZ,440V60HZ) | Contactor,4kW/400V,AC-operated | 31.5751 | 1
276692 | DILM9-10(400V50HZ,440V60HZ) | Contactor,4kW/400V,AC-operated | 31.5751 | 1
276693 | DILM9-10(415V50HZ,480V60HZ) | Contactor,4kW/400V,AC-operated | 31.5751 | 1
276695 | DILM9-10(42V50/60HZ) | Contactor,4kW/400V,AC-operated | 31.5751 | 1
276686 | DILM9-10(42V50HZ,48V60HZ) | Contactor,4kW/400V,AC-operated | 31.5751 | 1
276678 | DILM9-10(48V50HZ) | Contactor,4kW/400V,AC-operated | 31.5751 | 1
276706 | DILM9-10(48VDC) | Contactor,4kW/400V,DC-operated | 37.9407 | 1
276685 | DILM9-10(600V60HZ) | Contactor,4kW/400V,AC-operated | 31.5751 | 1
276707 | DILM9-10(60VDC) | Contactor,4kW/400V,DC-operated | 37.9407 | 1
276700 | DILM9-10(TVC100) | Contactor,4kW/400V, Uc=100V/50HZ, 100-110V/60HZ | 31.5751 | 1
276701 | DILM9-10(TVC200) | Contactor,4kW/400V, Uc=200V/50HZ, 200-220V/60HZ | 31.5751 | 1
102045 | DILM9-10-SOND516(24VDC) | Contactor,4kW/400V,red.retaining power 2,4W, Uc=24V DC | 36.4679 | 1
276760 | DILM9-21(230V50HZ,240V60HZ) | Contactor,4kW/400V,AC-operated | 44.3311 | 1
276775 | DILM9-21(24VDC) | Contactor,4kW/400V,DC-operated | 48.7586 | 1
106361 | DILM9-22(230V50HZ,240V60HZ) | Contactor,4kW/400V,AC-operated, 2NO 2NC | 49.0367 | 1
106368 | DILM9-22(24VDC) | Contactor,4kW/400V, Uc=24V DC, 2NO 2NC | 54.0944 | 1
276803 | DILM9-32(230V50/60HZ) | Contactor,4kW/400V,AC-operated | 61.1223 | 1
276795 | DILM9-32(230V50HZ,240V60HZ) |  | 61.1223 | 1
276810 | DILM9-32(24VDC) | Contactor,4kW/400V,DC-operated | 60.61 | 1
239504 | DILM95(*V50HZ) | Contactor,45kW/400V,AC operated | 457.5754 | 5
239486 | DILM95(110V50/60HZ) | Contactor,45kW/400V,AC operated | 340.1296 | 1
239477 | DILM95(110V50HZ,120V60HZ) | Contactor,45kW/400V,AC operated | 340.1296 | 1
239478 | DILM95(190V50HZ,220V60HZ) | Contactor,45kW/400V,AC operated | 340.1296 | 1
239474 | DILM95(208V60HZ) | Contactor,45kW/400V,AC operated | 340.1296 | 1
239487 | DILM95(220V50/60HZ) | Contactor,45kW/400V,AC operated | 340.1296 | 1
239479 | DILM95(220V50HZ,240V60HZ) | Contactor,45kW/400V,AC operated | 340.1296 | 1
239488 | DILM95(230V50/60HZ) | Contactor,45kW/400V,AC operated | 340.1296 | 1
239480 | DILM95(230V50HZ,240V60HZ) | Contactor,45kW/400V,AC operated | 374.1425 | 1
239469 | DILM95(240V50HZ) | Contactor,45kW/400V,AC operated | 340.1296 | 1
239484 | DILM95(24V50/60HZ) | Contactor,45kW/400V,AC operated | 340.1296 | 1
239467 | DILM95(24V50HZ) | Contactor,45kW/400V,AC operated | 340.1296 | 1
239471 | DILM95(24V60HZ) | Contactor,45kW/400V,AC operated | 340.1296 | 1
239489 | DILM95(380V50/60HZ) | Contactor,45kW/400V,AC operated | 340.1296 | 1
239481 | DILM95(380V50HZ,440V60HZ) | Contactor,45kW/400V,AC operated | 340.1296 | 1
239482 | DILM95(400V50HZ,440V60HZ) | Contactor,45kW/400V,AC operated | 340.1296 | 1
239483 | DILM95(415V50HZ,480V60HZ) | Contactor,45kW/400V,AC operated | 340.1296 | 1
239485 | DILM95(42V50/60HZ) | Contactor,45kW/400V,AC operated | 340.1296 | 1
239476 | DILM95(42V50HZ,48V60HZ) | Contactor,45kW/400V,AC operated | 340.1296 | 1
239468 | DILM95(48V50HZ) | Contactor,45kW/400V,AC operated | 340.1296 | 1
239475 | DILM95(600V60HZ) | Contactor,45kW/400V,AC operated | 340.1296 | 1
239512 | DILM95(RDC130) | Contactor,45kW/400V, Uc=130V DC | 422.2981 | 1
239510 | DILM95(RDC24) | Contactor,45kW/400V, Uc=24V DC | 464.5279 | 1
239513 | DILM95(RDC240) | Contactor,45kW/400V, Uc=240V DC | 422.2981 | 1
239511 | DILM95(RDC60) | Contactor,45kW/400V, Uc=60V DC | 422.2981 | 1
239494 | DILM95(TVC100) | Contactor,45kW/400V, Uc=100V/50HZ, 100-110V/60HZ | 340.1296 | 1
239499 | DILM95(TVC200) | Contactor,45kW/400V, Uc=200V/50HZ, 200-220V/60HZ | 340.1296 | 1
239535 | DILM95-22(230V50/60HZ) | Contactor,45kW/400V, Uc=230V/50HZ, 230V/60HZ | 363.69 | 1
239527 | DILM95-22(230V50HZ,240V60HZ) | Contactor,45kW/400V, Uc=230V/50HZ, 240V/60HZ | 363.69 | 1
239529 | DILM95-22(400V50HZ,440V60HZ) | Contactor,45kW/400V, Uc=400V/50HZ, 440V/60HZ | 363.69 | 1
239541 | DILM95-22(RDC24) | Contactor,45kW/400V, Uc=24V DC | 445.6278 | 1
101486 | DILM95-XSL | Interconnect.set for Y-D combinations (DILM 80…95) | 179.638 | 1
230078 | DILM95-XSP(*V50HZ) | Spare coil AC for DILM80..95 | 56.2807 | 5
230079 | DILM95-XSP(*V60HZ) | Spare coil AC for DILM80..95 | 56.2807 | 5
230068 | DILM95-XSP(110V50/60HZ) | Spare coil AC for DILM80..95 | 16.8842 | 1
230058 | DILM95-XSP(110V50HZ,120V60HZ) | Spare coil AC for DILM80..95 | 16.8842 | 1
229990 | DILM95-XSP(115V60HZ) | Spare coil AC for DILM80..95 | 16.8842 | #N/A
230059 | DILM95-XSP(190V50HZ,220V60HZ) | Spare coil AC for DILM80..95 | 16.8842 | 1
229991 | DILM95-XSP(208V60HZ) | Spare coil AC for DILM80..95 | 16.8842 | 1
230073 | DILM95-XSP(220V50/60HZ) | Spare coil AC for DILM80..95 | 16.8842 | 1
230061 | DILM95-XSP(220V50HZ,240V60HZ) | Spare coil AC for DILM80..95 | 16.8842 | #N/A
230074 | DILM95-XSP(230V50/60HZ) | Spare coil AC for DILM80..95 | 16.8842 | #N/A
230062 | DILM95-XSP(230V50HZ,240V60HZ) | Spare coil AC for DILM80..95 | 16.8842 | 1
230066 | DILM95-XSP(24V50/60HZ) | Spare coil AC for DILM80..95 | 16.8842 | 1
229984 | DILM95-XSP(24V50HZ) | #N/A | 16.8842 | 1
229988 | DILM95-XSP(24V60HZ) | Spare coil AC for DILM80..95 | 16.8842 | #N/A
230075 | DILM95-XSP(380V50/60HZ) | Spare coil AC for DILM80..95 | 16.8842 | 1
230063 | DILM95-XSP(380V50HZ,440V60HZ) | Spare coil AC for DILM80..95 | 16.8842 | #N/A
230064 | DILM95-XSP(400V50HZ,440V60HZ) | Spare coil AC for DILM80..95 | 16.8842 | #N/A
230065 | DILM95-XSP(415V50HZ,480V60HZ) | Spare coil AC for DILM80..95 | 16.8842 | #N/A
230067 | DILM95-XSP(42V50/60HZ) | Spare coil AC for DILM80..95 | 16.8842 | #N/A
229994 | DILM95-XSP(42V50HZ,48V60HZ) | Spare coil AC for DILM80..95 | 16.8842 | 1
229985 | DILM95-XSP(48V50HZ) | Spare coil AC for DILM80..95 | 16.8842 | #N/A
229993 | DILM95-XSP(600V60HZ) | Spare coil AC for DILM80..95 | 16.8842 | 1
230082 | DILM95-XSP(RDC130) | Spare coil DC for DILM80..95, Uc=130V DC | 123.8636 | 1
230080 | DILM95-XSP(RDC24) | Spare coil DC for DILM80..95, Uc=24V DC | 103.1896 | #N/A
230107 | DILM95-XSP(RDC240) | Spare coil DC for DILM80..95, Uc=240V DC | 109.0317 | #N/A
230081 | DILM95-XSP(RDC60) | Spare coil DC for DILM80..95, Uc=60V DC | 112.1111 | #N/A
230076 | DILM95-XSP(TVC100) | Spare coil AC for DILM80..95, Uc=100V/50HZ, 100-110V/60HZ | 16.8842 | #N/A
230077 | DILM95-XSP(TVC200) | Spare coil AC for DILM80..95, Uc=200V/50HZ, 200-220V/60HZ | 16.8842 | #N/A
281206 | DILM95-XSPR240 | RC suppressor 110-240V (DILM 40 .. 95) | 14.3355 | 1
281205 | DILM95-XSPR48 | RC suppressor 24-48V (DILM 40 .. 95) | 14.0269 | 1
281207 | DILM95-XSPR500 | RC suppressor 240-500V (DILM 40 ..95) | 15.3254 | 1
281217 | DILM95-XSPV130 | Varistor suppressor 48-130V (DILM 40 .. 95) | 14.0269 | 1
281218 | DILM95-XSPV240 | Varistor suppressor 130-240V (DILM 40 .. 95) | 14.3097 | 1
281216 | DILM95-XSPV48 | Varistor suppressor 24-48V (DILM 40 .. 95) | 14.0269 | 1
281219 | DILM95-XSPV500 | Varistor suppressor 240-500V (DILM 40 .. 95) | 15.3254 | 1
281225 | DILM95-XSPVL240 | Varistor suppressorr+LED 130-240V (DILM40..95) | 17.3311 | 1
281224 | DILM95-XSPVL48 | Varistor suppressor+LED 24-48V (DILM40..95) | 16.984 | 10
101684 | DILM95-XSS | #N/A | 47.207 | 10
277517 | DILMC12-10(230V50HZ,240V60HZ) |  | 49.8021 | 1
277581 | DILMC17-10(230V50HZ,240V60HZ) |  | 111.1582 | 1
109903 | DILMP125(RAC120) | 4-pole contactor,125A/AC-1,AC operated | 501.6721 | 1
109904 | DILMP125(RAC24) | 4-pole contactor,125A/AC-1,AC operated | 506.4674 | 1
109905 | DILMP125(RAC240) | 4-pole contactor,125A/AC-1,AC operated | 504.5029 | 1
109910 | DILMP125(RDC24) | 4-pole contactor,125A/AC-1, Uc=24V DC | 509.1151 | 1
109913 | DILMP160(RAC120) | 4-pole contactor,160A/AC-1,AC operated | 501.6721 | 1
109914 | DILMP160(RAC24) | 4-pole contactor,160A/AC-1,AC operated | 506.4674 | 1
109915 | DILMP160(RAC240) | 4-pole contactor,160A/AC-1,AC operated | 504.5029 | 1
109920 | DILMP160(RDC24) | 4-pole contactor,160A/AC-1, Uc=24V DC | 509.1151 | 1
276982 | DILMP20(*V50HZ) | 4-pole contactor,20A/AC-1,AC-operated | 41.4003 | 10
276983 | DILMP20(*V60HZ) | 4-pole contactor,20A/AC-1,AC-operated | 43.7259 | 10
276990 | DILMP20(*VDC) | 4-pole contactor,20A/AC-1,DC-operated | 49.267 | 10
276967 | DILMP20(110V50HZ,120V60HZ) | 4-pole contactor,20A/AC-1,AC-operated | 39.9315 | 1
276964 | DILMP20(208V60HZ) | 4-pole contactor,20A/AC-1,AC-operated | 40.0288 | 1
276977 | DILMP20(220V50/60HZ) | 4-pole contactor,20A/AC-1,AC-operated | 40.103 | 1
276969 | DILMP20(220V50HZ,240V60HZ) | 4-pole contactor,20A/AC-1,AC-operated | 39.9315 | 1
276978 | DILMP20(230V50/60Hz) |  | 40.1122 | 1
276970 | DILMP20(230V50HZ,240V60HZ) | 4-pole contactor,20A/AC-1,AC-operated | 39.9315 | 1
276959 | DILMP20(240V50HZ) | 4-pole contactor,20A/AC-1,AC-operated | 40.0288 | 1
276974 | DILMP20(24V50/60HZ) | 4-pole contactor,20A/AC-1,AC-operated | 39.0652 | 1
276957 | DILMP20(24V50HZ) | 4-pole contactor,20A/AC-1,AC-operated | 39.1393 | 1
276961 | DILMP20(24V60HZ) | 4-pole contactor,20A/AC-1,AC-operated | 39.2134 | 1
276985 | DILMP20(24VDC) | 4-pole contactor,20A/AC-1,DC-operated | 45.6533 | 1
276979 | DILMP20(380V50/60HZ) | 4-pole contactor,20A/AC-1,AC-operated | 38.4305 | 1
276972 | DILMP20(400V50HZ,440V60HZ) | 4-pole contactor,20A/AC-1,AC-operated | 38.6389 | 1
276973 | DILMP20(415V50HZ,480V60HZ) | 4-pole contactor,20A/AC-1,AC-operated | 38.6389 | 1
276966 | DILMP20(42V50HZ,48V60HZ) | 4-pole contactor,20A/AC-1,AC-operated | 39.4358 | 1
276958 | DILMP20(48V50HZ) | 4-pole contactor,20A/AC-1,AC-operated | 39.4358 | 1
276965 | DILMP20(600V60HZ) | 4-pole contactor,20A/AC-1,AC-operated | 40.4296 | 1
276980 | DILMP20(TVC100) | 4-pole contactor,20A/AC-1, Uc=100V/50HZ, 100-110V/60HZ | 39.6582 | 1
276981 | DILMP20(TVC200) | 4-pole contactor,20A/AC-1, Uc=200V/50HZ, 200-220V/60HZ | 40.0288 | 1
109923 | DILMP200(RAC120) | 4-pole contactor,200A/AC-1,AC operated | 433.4048 | 1
109924 | DILMP200(RAC24) | 4-pole contactor,200A/AC-1,AC operated | 443.9448 | 1
109925 | DILMP200(RAC240) | 4-pole contactor,200A/AC-1,AC operated | 541.6692 | 1
109930 | DILMP200(RDC24) | 4-pole contactor,200A/AC-1, Uc=24V DC | 431.8389 | 1
118911 | DILMP32-01(230V50HZ,240V60HZ) | 4-pole contactor,32A/AC-1,AC-operated | 82.2722 | 1
118913 | DILMP32-01(RDC24) | 4-pole contactor,32A/AC-1, Uc=24V DC | 120.9992 | 1
109787 | DILMP32-10(*V50HZ) | 4-pole contactor,32A/AC-1,AC operated | 68.2246 | 10
109788 | DILMP32-10(*V60HZ) | 4-pole contactor,32A/AC-1,AC operated | 68.2246 | 10
109790 | DILMP32-10(110V50HZ,120V60HZ) | #N/A | 68.0689 | 1
109797 | DILMP32-10(230V50HZ,240V60HZ) | 4-pole contactor,32A/AC-1,AC operated | 68.2174 | 1
109811 | DILMP32-10(RDC24) | 4-pole contactor,32A/AC-1, Uc=24V DC | 117.2459 | 1
118914 | DILMP45-01(230V50HZ,240V60HZ) | 4-pole contactor,45A/AC-1,AC operated | 82.2722 | 1
118916 | DILMP45-01(RDC24) | 4-pole contactor,45A/AC-1, Uc=24V DC | 120.9992 | 1
109816 | DILMP45-10(*V50HZ) | 4-pole contactor,45A/AC-1,AC operated | 68.2555 | 10
109817 | DILMP45-10(*V60HZ) | 4-pole contactor,45A/AC-1,AC operated | 68.2555 | 10
109819 | DILMP45-10(110V50HZ,120V60HZ) | #N/A | 75.6871 | 1
109826 | DILMP45-10(230V50HZ,240V60HZ) | 4-pole contactor,45A/AC-1,AC operated | 75.8521 | 1
109840 | DILMP45-10(RDC24) | 4-pole contactor,45A/AC-1, Uc=24V DC | 121.1799 | 1
109845 | DILMP63(*V50HZ) | 4-pole contactor,63A/AC-1,AC operated | 188.9186 | 10
109846 | DILMP63(*V60HZ) | 4-pole contactor,63A/AC-1,AC operated | 188.9186 | 10
109848 | DILMP63(110V50HZ,120V60HZ) | #N/A | 188.7966 | 1
109855 | DILMP63(230V50HZ,240V60HZ) | 4-pole contactor,63A/AC-1,AC operated | 188.9186 | 1
109857 | DILMP63(24V50/60HZ) | #N/A | 188.4306 | 1
109869 | DILMP63(RDC24) | 4-pole contactor,63A/AC-1, Uc=24V DC | 245.754 | 1
109874 | DILMP80(*V50HZ) | 4-pole contactor,80A/AC-1,AC operated | 199.6577 | 10
109875 | DILMP80(*V60HZ) | 4-pole contactor,80A/AC-1,AC operated | 199.6577 | 10
109884 | DILMP80(230V50HZ,240V60HZ) | 4-pole contactor,80A/AC-1,AC operated | 202.8407 | 1
109898 | DILMP80(RDC24) | 4-pole contactor,80A/AC-1, Uc=24V DC | 258.6878 | 1
191710 | DILMS17-23(RDC24) |  | 195.6409 | #N/A
207457 | DILP250/22(220-230V50HZ) | 4-pole contactor,250A/AC-1,AC operated | 1256.8707 | 1
112713 | DILP250/22(240V60HZ) | 4-pole contactor,250A/AC-1,AC operated | 1304.5508 | 5
207477 | DILP250-XHB | Terminal shroud | 46.83 | 1
207472 | DILP250-XMV | Mechanical interlock | 96.5031 | 1
207460 | DILP315/22(220-230V50HZ) | 4-pole contactor,315A/AC-1,AC operated | 1809.3872 | 1
207478 | DILP315-XHB | Terminal shroud | 71.6117 | 1
207473 | DILP315-XMV | Mechanical interlock | 116.1234 | 1
207463 | DILP500/22(220-230V50HZ) | 4-pole contactor,500A/AC-1,AC operated | 3271.4658 | 1
207466 | DILP630/22(220-230V50HZ) | 4-pole contactor,630A/AC-1,AC operated | 4463.1795 | 1
207469 | DILP800/22(220-230V50HZ) | 4-pole contactor,800A/AC-1,AC operated | 5473.4665 | 1
207479 | DILP800-XHB | Terminal shroud | 94.6972 | 1
207471 | DILP800-XHI-SA | Auxiliary contact module, 1NO1NC for DILP contactors | 45.1706 | 1
207470 | DILP800-XHI-SI | Auxiliary contact module, 1NO1NC for DILP contactors | 45.1706 | 1
207474 | DILP800-XMV | Mechanical interlock | 714.4938 | 1
118560 | DIL-SWD-32-001 | SWD, Function element, DIL/MSC | 88.8353 | 5
118561 | DIL-SWD-32-002 | SWD, Function element, DIL/MSC, manual/auto | 91.5867 | 5
CH081D | DISCONNECTOR 1 POLE 8X32 25A 400V | #N/A | 8.9687 | 12
CH083D | DISCONNECTOR 3 POLE 8X32 25A 400V | #N/A | 31.0237 | 4
EMI3P-DISPLAY | Display for EMI3P Meter |  | 179.9266 | #N/A
51668 | DIULEEM/21/MV(110V50HZ,120V60 | Reversing starter combination 3kW, Uc=110V/50HZ, 120V/60HZ | 167.857 | 1
51664 | DIULEEM/21/MV(230V50HZ,240V60HZ) | Reversing starter combination 3kW, Uc=230V/50HZ, 240V/60HZ | 152.9806 | 1
51846 | DIULEM/21/MV(110V50HZ,120V60HZ) | Reversing starter combination 4kW, Uc=110V/50HZ, 120V/60HZ | 138.9313 | 1
51849 | DIULEM/21/MV(230V50HZ,240V60HZ) | Reversing starter combination 4kW, Uc=230V/50HZ, 240V/60HZ | 139.1513 | 1
214655 | DIULEM/21/MV-G(24VDC) | Reversing starter combination 4kW, Uc=24V DC | 148.7744 | 1
239857 | DIULM115/11(RAC120) | Reversing starter combination 55kW AC-3, Uc=120V AC | 1252.4531 | 1
278108 | DIULM12/21(110V50HZ,120V60HZ) | Reversing starter combination 5,5 kW AC-3, Uc=110V/50HZ, 120V/60HZ | 114.9138 | 1
278111 | DIULM12/21(230V50HZ,240V60HZ) | Reversing starter combination 5,5 kW AC-3, Uc=230V/50HZ, 240V/60HZ | 110.1847 | 1
107023 | DIULM12/21(24VDC) | Reversing starter combination 5,5 kW AC-3, Uc=24V DC | 130.0335 | 1
239879 | DIULM150/11(RAC120) | Reversing starter combination 75kW AC-3, Uc=120V AC | 1300.6244 | 1
278133 | DIULM17/21(110V50HZ,120V60HZ) | Reversing starter combination 7,5 kW AC-3, Uc=110V/50HZ, 120V/60HZ | 158.8538 | 1
278136 | DIULM17/21(230V50HZ,240V60HZ) | Reversing starter combination 7,5 kW AC-3, Uc=230V/50HZ, 240V/60HZ | 159.1837 | 1
107024 | DIULM17/21(RDC24) | Reversing starter combination 7,5 kW AC-3, Uc=24V DC | 255.7907 | 1
278158 | DIULM25/21(110V50HZ,120V60HZ) | Reversing starter combination 11 kW AC-3, Uc=110V/50HZ, 120V/60HZ | 189.9794 | 1
278161 | DIULM25/21(230V50HZ,240V60HZ) | Reversing starter combination 11 kW AC-3, Uc=230V/50HZ, 240V/60HZ | 188.2597 | 1
107025 | DIULM25/21(RDC24) | Reversing starter combination 11 kW AC-3, Uc=24V DC | 255.7907 | 1
278183 | DIULM32/21(110V50HZ,120V60HZ) | Reversing starter combination 15 kW AC-3, Uc=110V/50HZ, 120V/60HZ | 189.9794 | 1
278186 | DIULM32/21(230V50HZ,240V60HZ) | Reversing starter combination 15 kW AC-3, Uc=230V/50HZ, 240V/60HZ | 190.3686 | 1
107026 | DIULM32/21(RDC24) | Reversing starter combination 15 kW AC-3, Uc=24V DC | 255.7907 | 1
278208 | DIULM40/11(110V50HZ,120V60HZ) | Reversing starter combination 18,5 kW AC-3, Uc=110V/50HZ, 120V/60HZ | 296.9279 | 1
278211 | DIULM40/11(230V50HZ,240V60HZ) | Reversing starter combination 18,5 kW AC-3, Uc=230V/50HZ, 240V/60HZ | 296.9279 | 1
278233 | DIULM50/11(110V50HZ,120V60HZ) | Reversing starter combination 22 kW AC-3, Uc=110V/50HZ, 120V/60HZ | 309.5841 | 1
278236 | DIULM50/11(230V50HZ,240V60HZ) | Reversing starter combination 22 kW AC-3, Uc=230V/50HZ, 240V/60HZ | 309.9084 | 1
278258 | DIULM65/11(110V50HZ,120V60HZ) | Reversing starter combination 30 kW AC-3, Uc=110V/50HZ, 120V/60HZ | 333.3883 | 1
278261 | DIULM65/11(230V50HZ,240V60HZ) |  | 529.3454 | 1
278058 | DIULM7/21(110V50HZ,120V60HZ) | Reversing starter combination 3 kW AC-3, Uc=110V/50HZ, 120V/60HZ | 113.3191 | 1
278061 | DIULM7/21(230V50HZ,240V60HZ) | Reversing starter combination 3 kW AC-3, Uc=230V/50HZ, 240V/60HZ | 108.59 | 1
107021 | DIULM7/21(24VDC) | Reversing starter combination 3 kW AC-3, Uc=24V DC | 138.7209 | 1
239792 | DIULM80/11(110V50HZ,120V60HZ) | Reversing starter combination 37kW AC-3, Uc=110V/50HZ, 120V/60HZ | 833.9833 | 1
278083 | DIULM9/21(110V50HZ,120V60HZ) | Reversing starter combination 4 kW AC-3, Uc=110V/50HZ, 120V/60HZ | 113.3191 | 1
278086 | DIULM9/21(230V50HZ,240V60HZ) | Reversing starter combination 4 kW AC-3, Uc=230V/50HZ, 240V/60HZ | 108.59 | 1
107022 | DIULM9/21(24VDC) | Reversing starter combination 4 kW AC-3, Uc=24V DC | 166.4675 | 1
239838 | DIULM95/11(110V50HZ,120V60HZ) | Reversing starter combination 45kW AC-3, Uc=110V/50HZ, 120V/60HZ | 834.3061 | 1
22650 | D-K150 | Accessories for terminal K150/… | 19.9986 | 1
25023 | D-K240 | Accessories for terminal K240/… | 21.0113 | 1
27396 | D-K2X240 | Accessories for terminal K2X240/… | 21.2431 | 1
32142 | D-K3X185 | Accessories for terminal K3X185/… | 70.8288 | 1
29769 | D-K3X240 | Accessories for terminal K3X240/… | 122.7458 | 1
34515 | D-K4X185 | Conversion kit for K of flat/round 4x185 / => around/round | 131.2381 | 1
20277 | D-K95 | Accessories for terminal K95/… | 9.6515 | 1
1314210 | DMM125/1 | Switch-disconnector DUMECO, 125A, 3+N-pole, rear mounting, with knob and operating shaft | 248.6966 | #N/A
1314206 | DMM125/1+CM | Switch-disconnector DUMECO, 125A, 3+N-pole, rear mounting, with knob + shaft, height 172mm | 277.8974 | #N/A
1314203 | DMM125/1-SK | Switch-disconnector DUMECO, 125A, 3+N-pole, rear mounting, without knob | 194.0202 | #N/A
6093344 | DMM-125/3 | Switch-disconnector DUMECO, 125A, 3-pole, rear mounting, with knob | 199.6282 | #N/A
172858 | DMM-125/3/I5/C-B | Switch-disconnector DUMECO, 3P, 125A, Cylinderlock Handle blue | 533.5832 | 1
172859 | DMM-125/3/I5/C-G | Switch-disconnector DUMECO, 3P, 125A, Cylinderlock Handle grey | 572.1562 | 1
172860 | DMM-125/3/I5/C-R | Switch-disconnector DUMECO, 3P, 125A, Cylinderlock Handle red/yellow | 579.9575 | 1
172849 | DMM-125/3/I5/P-B | Switch-disconnector DUMECO, 3P, 125A, Padlock Handle blue | 461.0758 | 1
172850 | DMM-125/3/I5/P-G | Switch-disconnector DUMECO, 3P, 125A, Padlock Handle grey | 426.3465 | 1
172851 | DMM-125/3/I5/P-R | Switch-disconnector DUMECO, 3P, 125A, Padlock Handle red/yellow | 470.673 | 1
6096804 | DMM-125/3/M4/P-G | Switch-disconnector DUMECO, 125A, 3-pole, rear mounting, with operating shaft 400mm and grey knob | 367.1558 | 1
6094964 | DMM-125/3/M4/P-R |  | 282.7168 | 1
172855 | DMM-125/3N/I5/C-B | Switch-disconnector DUMECO, 3P+N, 125A, Cylinderlock Handle blue | 520.7049 | 1
172856 | DMM-125/3N/I5/C-G | Switch-disconnector DUMECO, 3P+N, 125A, Cylinderlock Handle grey | 559.2779 | 1
172857 | DMM-125/3N/I5/C-R | Switch-disconnector DUMECO, 3P+N, 125A, Cylinderlock Handle red/yellow | 567.0792 | 1
172846 | DMM-125/3N/I5/P-B | Switch-disconnector DUMECO, 3P+N, 125A, Padlock Handle blue | 462.6287 | 1
172847 | DMM-125/3N/I5/P-G | Switch-disconnector DUMECO, 3P+N, 125A, Padlock Handle grey | 413.4682 | 1
172848 | DMM-125/3N/I5/P-R | Switch-disconnector DUMECO, 3P+N, 125A, Padlock Handle red/yellow | 494.9483 | 1
6083336 | DMM-125/3-SK | Switch-disconnector DUMECO, 125A, 3-pole, rear mounting, without knob | 203.6383 | 1
1314211 | DMM125/4 | Switch-disconnector DUMECO, 125A, 4-pole, rear mounting, with knob and operating shaft | 192.8411 | #N/A
172861 | DMM-125/4/I5/C-B | Switch-disconnector DUMECO, 4P, 125A, Cylinderlock Handle blue | 511.6034 | 1
172862 | DMM-125/4/I5/C-G | Switch-disconnector DUMECO, 4P, 125A, Cylinderlock Handle grey | 550.1764 | 1
172863 | DMM-125/4/I5/C-R | Switch-disconnector DUMECO, 4P, 125A, Cylinderlock Handle red/yellow | 557.9777 | 1
172852 | DMM-125/4/I5/P-B | Switch-disconnector DUMECO, 4P, 125A, Padlock Handle blue | 453.5272 | 1
172853 | DMM-125/4/I5/P-G | Switch-disconnector DUMECO, 4P, 125A, Padlock Handle grey | 404.3048 | 1
172854 | DMM-125/4/I5/P-R | Switch-disconnector DUMECO, 4P, 125A, Padlock Handle red/yellow | 485.8468 | 1
6096805 | DMM-125/4/M4/P-G | Switch-disconnector DUMECO, 125A, 4-pole, rear mounting, with operating shaft 400mm and grey knob | 332.2976 | 1
6094968 | DMM-125/4/M4/P-R | Switch-disconnector DUMECO, 125A, 4-pole, rear mounting, with operating shaft 400mm and red knob | 337.3128 | 1
1314207 | DMM125/4+CM | Switch-disconnector DUMECO, 125A, 4-pole, rear mounting, with knob + shaft, height 172mm | 256.21 | #N/A
1314204 | DMM125/4-SK | Switch-disconnector DUMECO, 125A, 4-pole, rear mounting, without knob | 178.6672 | #N/A
6093345 | DMM-160/1 | Switch-disconnector DUMECO, 160A, 3+N-pole, rear mounting, with knob | 234.7197 | #N/A
6085417 | DMM-160/1-SK | Switch-disconnector DUMECO, 160A, 3+N-pole, rear mounting, without knob | 221.0984 | 1
6093347 | DMM-160/3 | Switch-disconnector DUMECO, 160A, 3-pole, rear mounting, with knob | 221.3212 | #N/A
6093347 | DMM-160/3 | Switch-disconnector DUMECO, 160A, 3-pole, rear mounting, with knob | 221.3212 | #N/A
172801 | DMM-160/3/I5/C-B | Switch-disconnector DUMECO, 3P, 160A, Cylinderlock Handle blue | 533.5832 | 1
172802 | DMM-160/3/I5/C-G | Switch-disconnector DUMECO, 3P, 160A, Cylinderlock Handle grey | 572.1562 | 1
172803 | DMM-160/3/I5/C-R | Switch-disconnector DUMECO, 3P, 160A, Cylinderlock Handle red/yellow | 579.9575 | 1
172792 | DMM-160/3/I5/P-B | Switch-disconnector DUMECO, 3P, 160A, Padlock Handle blue | 519.066 | 1
172793 | DMM-160/3/I5/P-G | Switch-disconnector DUMECO, 3P, 160A, Padlock Handle grey | 512.1539 | 1
172794 | DMM-160/3/I5/P-R | Switch-disconnector DUMECO, 3P, 160A, Padlock Handle red/yellow | 528.803 | 1
6096806 | DMM-160/3/M4/P-G | Switch-disconnector DUMECO, 160A, 3-pole, rear mounting, with operating shaft 400mm and grey knob | 376.9383 | 1
6094965 | DMM-160/3/M4/P-R |  | 345.9219 | 1
172798 | DMM-160/3N/I5/C-B | Switch-disconnector DUMECO, 3P+N, 160A, Cylinderlock Handle blue | 531.4162 | 1
172799 | DMM-160/3N/I5/C-G | Switch-disconnector DUMECO, 3P+N, 160A, Cylinderlock Handle grey | 569.9892 | 1
172800 | DMM-160/3N/I5/C-R | Switch-disconnector DUMECO, 3P+N, 160A, Cylinderlock Handle red/yellow | 577.7905 | 1
172789 | DMM-160/3N/I5/P-B | Switch-disconnector DUMECO, 3P+N, 160A, Padlock Handle blue | 473.3399 | 1
172790 | DMM-160/3N/I5/P-G | Switch-disconnector DUMECO, 3P+N, 160A, Padlock Handle grey | 424.1795 | 1
172791 | DMM-160/3N/I5/P-R | Switch-disconnector DUMECO, 3P+N, 160A, Padlock Handle red/yellow | 516.8924 | 1
6085416 | DMM-160/3-SK | Switch-disconnector DUMECO, 160A, 3-pole, rear mounting, without knob | 228.1567 | #N/A
6093346 | DMM-160/4 | Switch-disconnector DUMECO, 160A, 4-pole, rear mounting, with knob | 215.8975 | #N/A
172804 | DMM-160/4/I5/C-B | Switch-disconnector DUMECO, 4P, 160A, Cylinderlock Handle blue | 511.6034 | 1
172805 | DMM-160/4/I5/C-G | Switch-disconnector DUMECO, 4P, 160A, Cylinderlock Handle grey | 550.1764 | 1
172806 | DMM-160/4/I5/C-R | Switch-disconnector DUMECO, 4P, 160A, Cylinderlock Handle red/yellow | 557.9777 | 1
172795 | DMM-160/4/I5/P-B | Switch-disconnector DUMECO, 4P, 160A, Padlock Handle blue | 453.5272 | 1
172796 | DMM-160/4/I5/P-G | Switch-disconnector DUMECO, 4P, 160A, Padlock Handle grey | 404.3048 | 1
172797 | DMM-160/4/I5/P-R | Switch-disconnector DUMECO, 4P, 160A, Padlock Handle red/yellow | 525.4298 | 1
6096807 | DMM-160/4/M4/P-G | Switch-disconnector DUMECO, 160A, 4-pole, rear mounting, with operating shaft 400mm and grey knob | 356.1349 | 1
6094969 | DMM-160/4/M4/P-R | Switch-disconnector DUMECO, 160A, 4-pole, rear mounting, with operating shaft 400mm and red knob | 356.1349 | 1
6085418 | DMM-160/4-SK | Switch-disconnector DUMECO, 160A, 4-pole, rear mounting, without knob | 205.8673 | #N/A
1314056 | DMM40/1 | Switch-disconnector DUMECO, 40A, 3+N-pole, rear mounting, with knob and operating shaft | 187.2844 | #N/A
1314054 | DMM40/1+SK | Switch-disconnector DUMECO, 40A, 3+N-pole, rear mounting, with knob + shaft, height 172mm | 219.2323 | #N/A
1314052 | DMM40/1-SK | Switch-disconnector DUMECO, 40A, 3+N-pole, rear mounting, without knob | 145.8664 | #N/A
1314057 | DMM40/4 | Switch-disconnector DUMECO, 40A, 4-pole, rear mounting, with knob and operating shaft | 176.3717 | #N/A
1314055 | DMM40/4+SK | Switch-disconnector DUMECO, 40A, 4-pole, rear mounting, with knob + shaft, height 172mm | 219.6838 | #N/A
1314053 | DMM40/4-SK | Switch-disconnector DUMECO, 40A, 4-pole, rear mounting, without knob | 151.9499 | #N/A
1314161 | DMM63/1 | Switch-disconnector DUMECO, 63A, 3+N-pole, rear mounting, with knob and operating shaft | 187.2844 | #N/A
1314159 | DMM63/1+SK | Switch-disconnector DUMECO, 63A, 3+N-pole, rear mounting, with knob + shaft, height 172mm | 231.4495 | #N/A
1314162 | DMM63/4 | Switch-disconnector DUMECO, 63A, 4-pole, rear mounting, with knob and operating shaft | 167.3656 | #N/A
1314160 | DMM63/4+SK | Switch-disconnector DUMECO, 63A, 4-pole, rear mounting, with knob + shaft, height 172mm | 231.901 | #N/A
1314158 | DMM63/4-SK | Switch-disconnector DUMECO, 63A, 4-pole, rear mounting, without knob | 155.5373 | #N/A
1814446 | DMV1000N/1 | Switch-disconnector DUMECO, 1000A, 3+N-pole, without handle and shaft | 1014.2409 | #N/A
1814452 | DMV1000N/1+SH | Switch-disconnector DUMECO, 1000A, 3+N-pole, with C-type handle and shaft | 1176.7648 | #N/A
1814445 | DMV1000N/3 | Switch-disconnector DUMECO, 1000A, 3-pole, without handle and shaft | 881.106 | #N/A
1814451 | DMV1000N/3+SH | Switch-disconnector DUMECO, 1000A, 3-pole, with C-type handle and shaft | 1041.9366 | #N/A
1814447 | DMV1000N/4 | Switch-disconnector DUMECO, 1000A, 4-pole, without handle and shaft | 954.2086 | #N/A
1814453 | DMV1000N/4+SH | Switch-disconnector DUMECO, 1000A, 4-pole, with C-type handle and shaft | 1114.9638 | #N/A
1814591 | DMV1250N/1 | Switch-disconnector DUMECO, 1250A, 3+N-pole, without handle and shaft | 1974.3198 | #N/A
1814590 | DMV1250N/3 | Switch-disconnector DUMECO, 1250A, 3-pole, without handle and shaft | 1754.6986 | #N/A
1814592 | DMV1250N/4 | Switch-disconnector DUMECO, 1250A, 4-pole, without handle and shaft | 1957.1354 | #N/A
1814596 | DMV1600N/1 | Switch-disconnector DUMECO, 1600A, 3+N-pole, without handle and shaft | 2061.9224 | #N/A
1814595 | DMV1600N/3 | Switch-disconnector DUMECO, 1600A, 3-pole, without handle and shaft | 1807.0169 | #N/A
1814597 | DMV1600N/4 | Switch-disconnector DUMECO, 1600A, 4-pole, without handle and shaft | 2051.5365 | #N/A
1814177 | DMV160N/1 | Switch-disconnector DUMECO, 160A, 3+N-pole, without handle and shaft, Bolt connection | 273.9936 | #N/A
1814174 | DMV160N/1+TC | Switch-disconnector DUMECO, 160A, 3+N-pole, without handle and shaft, Tunnel Clamp | 273.9936 | #N/A
1814178 | DMV160N/3 | Switch-disconnector DUMECO, 160A, 3-pole, without handle and shaft, Bolt connection | 273.9936 | #N/A
1814175 | DMV160N/3+TC | Switch-disconnector DUMECO, 160A, 3-pole, without handle and shaft, Tunnel Clamp | 273.9936 | #N/A
1814179 | DMV160N/4 | Switch-disconnector DUMECO, 160A, 4-pole, without handle and shaft, Bolt connection | 302.8574 | #N/A
1814176 | DMV160N/4+TC | Switch-disconnector DUMECO, 160A, 4-pole, without handle and shaft, Tunnel Clamp | 302.8574 | #N/A
1814065 | DMV2000N/3 | Switch-disconnector DUMECO, 2000A, 3-pole, without handle and shaft | 2351.169 | #N/A
6099271 | DMV-250/3/M4/P-G | Switch-disconnector DUMECO, 250A, 3-pole, rear mounting, with operating shaft 400mm and grey knob | 417.6558 | 1
6094966 | DMV-250/3/M4/P-R | Switch-disconnector DUMECO, 250A, 3-pole, rear mounting, with operating shaft 400mm and red knob | 417.6558 | 1
6099273 | DMV-250/4/M4/P-G | Switch-disconnector DUMECO, 250A, 4-pole, rear mounting, with operating shaft 400mm and grey knob | 430.6436 | 1
6094970 | DMV-250/4/M4/P-R | Switch-disconnector DUMECO, 250A, 4-pole, rear mounting, with operating shaft 400mm and red knob | 430.6436 | 1
6093244 | DMV-2500/3/M6/2HI11/K6-PG | Switch-disconnector DUMECO, 2500A, 3P, shaft 300 mm, handle grey | 5559.7643 | 1
6093243 | DMV-2500/3N/M6/2HI11/K6-PG | Switch-disconnector DUMECO, 2500A, 3P+N, shaft 300 mm, handle grey | 6504.8112 | 1
6093242 | DMV-2500/4/M6/2HI11/K6-PG | Switch-disconnector DUMECO, 2500A, 4P, shaft 300 mm, handle grey | 6336.0969 | 1
1814409 | DMV250N/1 | Switch-disconnector DUMECO, 250A, 3+N-pole, without handle and shaft | 315.3672 | #N/A
1814421 | DMV250N/1+SH | Switch-disconnector DUMECO, 250A, 3+N-pole, with C-type handle and shaft | 407.4355 | #N/A
1814408 | DMV250N/3 | Switch-disconnector DUMECO, 250A, 3-pole, without handle and shaft | 268.4394 | #N/A
1814420 | DMV250N/3+SH | Switch-disconnector DUMECO, 250A, 3-pole, with C-type handle and shaft | 427.8008 | #N/A
1814410 | DMV250N/4 | Switch-disconnector DUMECO, 250A, 4-pole, without handle and shaft | 298.4346 | #N/A
1814422 | DMV250N/4+SH | Switch-disconnector DUMECO, 250A, 4-pole, with C-type handle and shaft | 415.3425 | #N/A
6084848 | DMV-3150/3/M6/2HI11/K6-PG | Switch-disconnector DUMECO, 3150A, 3P, shaft 300 mm, handle grey | 5559.7643 | #N/A
6084847 | DMV-3150/3N/M6/2HI11/K6-PG | Switch-disconnector DUMECO, 3150A, 3P+N, shaft 300 mm, handle grey | 6504.8112 | #N/A
6084846 | DMV-3150/4/M6/2HI11/K6-PG | Switch-disconnector DUMECO, 3150A, 4P, shaft 300 mm, handle grey | 6377.6385 | #N/A
6099272 | DMV-400/3/M4/P-G | Switch-disconnector DUMECO, 400A, 3-pole, rear mounting, with operating shaft 400mm and grey knob | 428.6594 | 1
6094967 | DMV-400/3/M4/P-R | Switch-disconnector DUMECO, 400A, 3-pole, rear mounting, with operating shaft 400mm and red knob | 428.6594 | 1
6099274 | DMV-400/4/M4/P-G | Switch-disconnector DUMECO, 400A, 4-pole, rear mounting, with operating shaft 400mm and grey knob | 456.6795 | 1
6094971 | DMV-400/4/M4/P-R | Switch-disconnector DUMECO, 400A, 4-pole, rear mounting, with operating shaft 400mm and red knob | 456.6795 | 1
1814412 | DMV400N/1 | Switch-disconnector DUMECO, 400A, 3+N-pole, without handle and shaft | 356.5478 | #N/A
1814424 | DMV400N/1+SH | Switch-disconnector DUMECO, 400A, 3+N-pole, with C-type handle and shaft | 442.5992 | #N/A
1814411 | DMV400N/3 | Switch-disconnector DUMECO, 400A, 3-pole, without handle and shaft | 283.842 | #N/A
1814423 | DMV400N/3+SH | Switch-disconnector DUMECO, 400A, 3-pole, with C-type handle and shaft | 398.8085 | #N/A
1814413 | DMV400N/4 | Switch-disconnector DUMECO, 400A, 4-pole, without handle and shaft | 311.7544 | #N/A
1814425 | DMV400N/4+SH | Switch-disconnector DUMECO, 400A, 4-pole, with C-type handle and shaft | 413.864 | #N/A
1814443 | DMV630N/1 | Switch-disconnector DUMECO, 630A, 3+N-pole, without handle and shaft | 1011.0675 | #N/A
1814449 | DMV630N/1+SH | Switch-disconnector DUMECO, 630A, 3+N-pole, with C-type handle and shaft | 1137.2195 | #N/A
1814442 | DMV630N/3 | Switch-disconnector DUMECO, 630A, 3-pole, without handle and shaft | 872.8685 | #N/A
1814448 | DMV630N/3+SH | Switch-disconnector DUMECO, 630A, 3-pole, with C-type handle and shaft | 1062.1608 | #N/A
1814444 | DMV630N/4 | Switch-disconnector DUMECO, 630A, 4-pole, without handle and shaft | 944.3144 | #N/A
1814450 | DMV630N/4+SH | Switch-disconnector DUMECO, 630A, 4-pole, with C-type handle and shaft | 1128.4511 | #N/A
1814187 | DMVS160N/1 | Switch-disconnector DUMECO, 160A, 3+N-pole, without handle and shaft, Enl. Terminals | 347.5737 | #N/A
1814186 | DMVS160N/3 | Switch-disconnector DUMECO, 160A, 3-pole, without handle and shaft, Enl. Terminals | 313.8372 | #N/A
1814188 | DMVS160N/4 | Switch-disconnector DUMECO, 160A, 4-pole, without handle and shaft, Enl. Terminals | 341.4153 | #N/A
35NHM000B | dNH FUSE 35AMP 500V aM SIZE 000 DUAL IND | NH fuse aM 500V 35A 000 dual indication | 5.1207 | #N/A
170127 | DNW-CON/LED/15W | Converter 15W (for max. 3x SlimLine LED) | 106.5185 | 1
170127 | DNW-CON/LED/15W | Converter 15W (for max. 3x SlimLine LED) | 106.5185 | 1
170126 | DNW-CON/LED/5W | Converter 5W (for 1x SlimLine LED) | 57.3468 | 1
170125 | DNW-SIL/LED/IR/S/MG | SlimLine LED (4W, 65lm/W, 120° angle of radiation) | 302.4887 | 1
174182 | DOOR-1/12-T-IKA | Door transparent for 1/12 IKA | 21.2929 | 1
174224 | DOOR-1/18-T-IKA | Door transparent for 1/18 IKA | 27.0256 | 1
174179 | DOOR-1/4-T-IKA | Door transparent for 1/4 IKA | 14.3903 | 1
174180 | DOOR-1/6-T-IKA | Door transparent for 1/6 IKA | 15.5602 | 1
174181 | DOOR-1/8-T-IKA | Door transparent for 1/8 IKA | 16.5547 | 1
174183 | DOOR-2/24-T-IKA | Door transparent for 2/24 IKA | 37.2626 | 1
174225 | DOOR-2/36-T-IKA | Door transparent for 2/36 IKA | 45.9202 | 1
174223 | DOOR-3/36-T-IKA | Door transparent for 3/36 IKA | 46.8561 | 1
174226 | DOOR-3/54-T-IKA | Door transparent for 3/54 IKA | 58.0291 | 1
1319857 | DOORCOUPQM | Door Coupling QM | 55.0995 | #N/A
120850 | dRCM-40/4/003-U+ | Residual current device U, 4-pole, In=40A, Idn=0.03A | 374.601 | 1
120838 | dRCM-63/4/003-G/A+ | Residual current device G/A, 4-pole, In=63A, Idn=0.03A | 415.9919 | 1
25341 | DRG-AT4 | Accessories AT4 | 0.93595 | 1
171740 | DS7-340SX004N0-L | Softstarter, integr. bypass, Uc = 24 V AC/DC; 1,5 kW at 400V, 50Hz, up to -40°C | 531.0892 | 1
134847 | DS7-340SX004N0-N | Softstarter, integr. bypass, Uc = 24 V AC/DC, 1,5 kW at 400V, 50Hz | 443.5822 | 1
171741 | DS7-340SX007N0-L | Softstarter, integr. bypass,,Uc = 24 V AC/DC; 3 kW at 400V, 50Hz, up to -40°C | 531.0892 | 1
134849 | DS7-340SX007N0-N | Softstarter, integr. bypass,,Uc = 24 V AC/DC, 3 kW at 400V, 50Hz | 490.8706 | 1
171742 | DS7-340SX009N0-L | Softstarter, integr. bypass, Uc = 24 V AC/DC; 4 kW at 400V, 50Hz, up to -40°C | 531.0892 | 1
134910 | DS7-340SX009N0-N | Softstarter, integr. bypass, Uc = 24 V AC/DC, 4 kW at 400V, 50Hz | 507.9421 | 1
171743 | DS7-340SX012N0-L | Softstarter, integr. bypass, Uc = 24 V AC/DC; 5,5 kW at 400V, 50Hz, up to -40°C | 531.0892 | 1
134911 | DS7-340SX012N0-N | Softstarter, integr. bypass, Uc = 24 V AC/DC, 5,5 kW at 400V, 50Hz | 535.4747 | 1
171744 | DS7-340SX016N0-L | Softstarter, integr. bypass, Uc = 24 V AC/DC; 7,5 kW at 400V, 50Hz, up to -40°C | 639.721 | 1
134912 | DS7-340SX016N0-N | Softstarter, integr. bypass, Uc = 24 V AC/DC, 7,5 kW at 400V, 50Hz | 572.7911 | 1
171745 | DS7-340SX024N0-L | Softstarter, integr. bypass, Uc = 24 V AC/DC; 11 kW at 400V, 50Hz, up to -40°C | 639.721 | 1
134913 | DS7-340SX024N0-N | Softstarter, integr. bypass, Uc = 24 V AC/DC, 11 kW at 400V, 50Hz | 655.3011 | 1
171746 | DS7-340SX032N0-L | Softstarter, integr. bypass, Uc = 24 V AC/DC; 15 kW at 400V, 50Hz, up to -40°C | 704.0955 | 1
134914 | DS7-340SX032N0-N | Softstarter, integr. bypass, Uc = 24 V AC/DC, 15 kW at 400V, 50Hz | 724.8287 | 1
171747 | DS7-340SX041N0-L | Softstarter, integr. bypass, Uc = 24 V AC/DC; 22 kW at 400V, 50Hz, up to -40°C | 1235.1847 | 1
134916 | DS7-340SX041N0-N | Softstarter, integr. bypass, Uc = 24 V AC/DC, 22 kW at 400V, 50Hz | 1039.6537 | 1
171748 | DS7-340SX055N0-L | Softstarter, integr. bypass, Uc = 24 V AC/DC; 30 kW at 400V, 50Hz, up to -40°C | 1315.6527 | 1
134917 | DS7-340SX055N0-N | Softstarter, integr. bypass, Uc = 24 V AC/DC, 30 kW at 400V, 50Hz | 1148.9939 | 1
171749 | DS7-340SX070N0-L | Softstarter, integr. bypass, Uc = 24 V AC/DC; 37 kW at 400V, 50Hz, up to -40°C | 1363.9335 | 1
134918 | DS7-340SX070N0-N | Softstarter, integr. bypass, Uc = 24 V AC/DC, 37 kW at 400V, 50Hz | 1381.8984 | 1
171750 | DS7-340SX081N0-L | Softstarter, integr. bypass, Uc = 24 V AC/DC; 45 kW at 400V, 50Hz, up to -40°C | 1589.2441 | 1
134919 | DS7-340SX081N0-N | Softstarter, integr. bypass, Uc = 24 V AC/DC, 45 kW at 400V, 50Hz | 1530.3863 | 1
171751 | DS7-340SX100N0-L | Softstarter, integr. bypass, Uc = 24 V AC/DC; 55 kW at 400V, 50Hz, up to -40°C | 1589.2441 | 1
134920 | DS7-340SX100N0-N | Softstarter, integr. bypass, Uc = 24 V AC/DC, 55 kW at 400V, 50Hz | 1663.9351 | 1
171752 | DS7-340SX135N0-L | Softstarter, integr. bypass, Uc = 24 V AC/DC; 75 kW at 400V, 50Hz, up to -40°C | 2136.4269 | 1
134921 | DS7-340SX135N0-N | Softstarter, integr. bypass, Uc = 24 V AC/DC, 75 kW at 400V, 50Hz | 2140.0297 | 1
171753 | DS7-340SX160N0-L | Softstarter, integr. bypass, Uc = 24 V AC/DC; 90 kW at 400V, 50Hz, up to -40°C | 2458.2991 | 1
134922 | DS7-340SX160N0-N | Softstarter, integr. bypass, Uc = 24 V AC/DC, 90 kW at 400V, 50Hz | 2757.475 | 1
171754 | DS7-340SX200N0-L | Softstarter, integr. bypass, Uc = 24 V AC/DC; 110 kW at 400V, 50Hz, up to -40°C | 2699.7033 | 1
134923 | DS7-340SX200N0-N | Softstarter, integr. bypass, Uc = 24 V AC/DC, 110 kW at 400V, 50Hz | 3523.7468 | 1
134925 | DS7-342SX004N0-N | Softstarter, integr. bypass, Uc = 110/230 V AC, 1,5 kW at 400V, 50Hz | 406.3662 | 1
134927 | DS7-342SX007N0-N | Softstarter, integr. bypass, Uc = 110/230 V AC, 3 kW at 400V, 50Hz | 457.1917 | 1
134928 | DS7-342SX009N0-N | Softstarter, integr. bypass, Uc = 110/230 V AC, 4 kW at 400V, 50Hz | 482.5669 | 1
134929 | DS7-342SX012N0-N | Softstarter, integr. bypass, Uc = 110/230 V AC, 5,5 kW at 400V, 50Hz | 535.4747 | 1
134930 | DS7-342SX016N0-N | Softstarter, integr. bypass, Uc = 110/230 V AC, 7,5 kW at 400V, 50Hz | 632.6604 | 1
134931 | DS7-342SX024N0-N | Softstarter, integr. bypass, Uc = 110/230 V AC, 11 kW at 400V, 50Hz | 683.9124 | 1
134932 | DS7-342SX032N0-N | Softstarter, integr. bypass, Uc = 110/230 V AC, 15 kW at 400V, 50Hz | 745.6883 | 1
134934 | DS7-342SX041N0-N | Softstarter, integr. bypass, Uc = 110/230 V AC, 22 kW at 400V, 50Hz | 1116.2684 | 1
134935 | DS7-342SX055N0-N | Softstarter, integr. bypass, Uc = 110/230 V AC, 30 kW at 400V, 50Hz | 1148.9939 | 1
134936 | DS7-342SX070N0-N | Softstarter, integr. bypass, Uc = 110/230 V AC, 37 kW at 400V, 50Hz | 1381.8984 | 1
134937 | DS7-342SX081N0-N | Softstarter, integr. bypass, Uc = 110/230 V AC, 45 kW at 400V, 50Hz | 1530.3863 | 1
134938 | DS7-342SX100N0-N | Softstarter, integr. bypass, Uc = 110/230 V AC, 55 kW at 400V, 50Hz | 1663.9351 | 1
134939 | DS7-342SX135N0-N | Softstarter, integr. bypass, Uc = 110/230 V AC, 75 kW at 400V, 50Hz | 2140.0297 | 1
134940 | DS7-342SX160N0-N | Softstarter, integr. bypass, Uc = 110/230 V AC, 90 kW at 400V, 50Hz | 2757.475 | 1
134941 | DS7-342SX200N0-N | Softstarter, integr. bypass, Uc = 110/230 V AC, 110 kW at 400V, 50Hz | 3523.7468 | 1
134943 | DS7-34DSX004N0-D | Softstarter, integr. bypass, SmartWire-DT, Uc = 24V DC, 1,5 kW at 400V, 50Hz | 503.7024 | 1
134945 | DS7-34DSX007N0-D | Softstarter, integr. bypass, SmartWire-DT, Uc = 24V DC, 3 kW at 400V, 50Hz | 566.6448 | 1
134946 | DS7-34DSX009N0-D | Softstarter, integr. bypass, SmartWire-DT, Uc = 24V DC, 4 kW at 400V, 50Hz | 592.2959 | 1
134947 | DS7-34DSX012N0-D | Softstarter, integr. bypass, SmartWire-DT, Uc = 24V DC, 5,5 kW at 400V, 50Hz | 623.7671 | 1
134948 | DS7-34DSX016N0-D | Softstarter, integr. bypass, SmartWire-DT, Uc = 24V DC, 7,5 kW at 400V, 50Hz | 709.6262 | 1
134949 | DS7-34DSX024N0-D | Softstarter, integr. bypass, SmartWire-DT, Uc = 24V DC, 11 kW at 400V, 50Hz | 773.986 | 1
134950 | DS7-34DSX032N0-D | Softstarter, integr. bypass, SmartWire-DT, Uc = 24V DC, 15 kW at 400V, 50Hz | 820.2584 | 1
134952 | DS7-34DSX041N0-D | Softstarter, integr. bypass, SmartWire-DT, Uc = 24V DC, 22 kW at 400V, 50Hz | 1436.4619 | 1
134953 | DS7-34DSX055N0-D | Softstarter, integr. bypass, SmartWire-DT, Uc = 24V DC, 30 kW at 400V, 50Hz | 1705.165 | 1
134954 | DS7-34DSX070N0-D | Softstarter, integr. bypass, SmartWire-DT, Uc = 24V DC, 37 kW at 400V, 50Hz | 1763.4288 | 1
134955 | DS7-34DSX081N0-D | Softstarter, integr. bypass, SmartWire-DT, Uc = 24V DC, 45 kW at 400V, 50Hz | 2035.4434 | 1
134956 | DS7-34DSX100N0-D | Softstarter, integr. bypass, SmartWire-DT, Uc = 24V DC, 55 kW at 400V, 50Hz | 2035.4434 | 1
134957 | DS7-34DSX135N0-D | Softstarter, integr. bypass, SmartWire-DT, Uc = 24V DC, 75 kW at 400V, 50Hz | 2696.2134 | 1
134958 | DS7-34DSX160N0-D | Softstarter, integr. bypass, SmartWire-DT, Uc = 24V DC, 90 kW at 400V, 50Hz | 3084.8934 | 1
134959 | DS7-34DSX200N0-D | Softstarter, integr. bypass, SmartWire-DT, Uc = 24V DC, 110 kW at 400V, 50Hz | 3376.3502 | 1
135553 | DS7-FAN-032 | Equipment fan for DS7 softstarter up to 32A | 81.9433 | 1
169021 | DS7-FAN-100 | Equipment fan for DS7 softstarter from 41A up to 100A | 249.9509 | 1
169022 | DS7-FAN-200 | Equipment fan for DS7 softstarter from 135A up to 200A | 248.9374 | 1
138293 | DUT-0012-6-0-P | DU/dt filter | 988.9172 | 1
138294 | DUT-0280-6-0-S | DU/dt filter | 6184.1191 | 1
138295 | DUT-0420-6-0-S | DU/dt filter | 8520.9439 | 1
138296 | DUT-0590-6-0-S | DU/dt filter | 8913.8014 | 1
138297 | DUT-0820-6-0-S | DU/dt filter | 12713.6818 | 1
138298 | DUT-1250-6-0-S | DU/dt filter | 17116.3953 | 1
138299 | DUT-1600-6-0-S | DU/dt filter | 18999.402 | 1
1923 | DV125-CI | Cover fasteners for CI enclosures | 2.2229 | 1
1924 | DV150-250-CI | Cover fasteners for CI enclosures | 8.2245 | 1
178943 | DV-KLV | Rotary bolt lock for KLV distribution board | 3.8631 | 1
133100 | DVZ125-CI | Cylindrical cover fasteners, short | 28.4881 | 2
133101 | DVZ150-250-CI | Cylindrical cover fasteners, long | 28.4881 | 2
169036 | DXA-EXT-3DI1RO | Expansion module, 1 relay output, 3 digital inputs, for invertors DA1 | 165.9484 | 1
169121 | DXA-EXT-3RO | Expansion module, 3 relay outputs, for invertors DA1 | 165.9484 | 1
169035 | DXA-EXT-ENCOD | Encoder, for invertors DA1 | 199.8155 | 1
171903 | DX-BR002-102K4 | Braking resistance, R=2 Ohm, P=102,4kW | 27411.9714 | 1
171923 | DX-BR002-54K3 | Braking resistance, R=2 Ohm, P=54,3kW | 16215.5324 | 1
171922 | DX-BR006-18K1 | Braking resistance, R=6 Ohm, P=18,1kW | 5405.1775 | 1
171902 | DX-BR006-33K3 | Braking resistance, R=6 Ohm, P=33,3kW | 9137.3238 | 1
171913 | DX-BR006-5K1 | Braking resistance, R=6 Ohm, P=5,1kW | 1774.6322 | 1
171893 | DX-BR006-9K2 | Braking resistance, R=6 Ohm, P=9,2kW | 2766.9361 | 1
171901 | DX-BR012-18K1 | Braking resistance, R=12 Ohm, P=18,1kW | 4714.2901 | 1
171912 | DX-BR012-3K1 | Braking resistance, R=12 Ohm, P=3,1kW | 1117.6119 | 1
171929 | DX-BR012-5K1 | Braking resistance, R=12 Ohm, P=5,1kW | 1893.8441 | 1
171921 | DX-BR012-9K2 | Braking resistance, R=12 Ohm, P=9,2kW | 2840.7662 | 1
174257 | DX-BR020-960 | Brake resistor, R=20 Ohm, P=0.96kW | 1490.1492 | 1
171911 | DX-BR022-1K4 | Braking resistance, R=22 Ohm, P=1,4kW | 941.5033 | 1
171928 | DX-BR022-3K1 | Braking resistance, R=22 Ohm, P=3,1kW | 1192.1193 | 1
171920 | DX-BR022-5K1 | Braking resistance, R=22 Ohm, P=5,1kW | 1893.8441 | 1
171900 | DX-BR022-9K2 | Braking resistance, R=22 Ohm, P=9,2kW | 2567.1206 | 1
174244 | DX-BR024-400 | Brake resistor, R=24 Ohm, P=0.4kW | 745.0746 | 1
174267 | DX-BR024-600 | Brake resistor, R=24 Ohm, P=0.6kW | 911.023 | 1
174245 | DX-BR024-720 | Brake resistor, R=24 Ohm, P=0.72kW | 1148.0922 | 1
174258 | DX-BR025-1440 | Brake resistor, R=25 Ohm, P=1.44kW | 2208.1301 | 1
174259 | DX-BR025-1920 | Brake resistor, R=25 Ohm, P=1.92kW | 2695.8153 | 1
174243 | DX-BR027-240 | Brake resistor, R=27 Ohm, P=0.24kW | 290.5791 | 1
174260 | DX-BR027-2880 | Brake resistor, R=27 Ohm, P=2.88kW | 3671.1857 | 1
171927 | DX-BR035-1K1 | Braking resistance, R=35 Ohm, P=1,1kW | 982.1438 | 1
174242 | DX-BR040-200 | Brake resistor, R=40 Ohm, P=0.2kW | 213.3623 | 1
171919 | DX-BR040-3K1 | Braking resistance, R=40 Ohm, P=3,1kW | 1283.5603 | 1
171899 | DX-BR040-5K1 | Braking resistance, R=40 Ohm, P=5,1kW | 1893.8441 | 1
174266 | DX-BR042-720 | Brake resistor, R=42 Ohm, P=0.72kW | 1148.0922 | 1
174236 | DX-BR047-240 | Brake resistor, R=47 Ohm, P=0.24kW | 290.5791 | 1
171908 | DX-BR047-3K1 | Braking resistance, R=47 Ohm, P=3,1kW | 1343.8436 | 1
171925 | DX-BR047-5K1 | Braking resistance, R=47 Ohm, P=5,1kW | 1893.8441 | 1
171905 | DX-BR047-9K2 | Braking resistance, R=47 Ohm, P=9,2kW | 2567.1206 | 1
171906 | DX-BR050-0K4 | Braking resistance, R=50 Ohm, P=0,4kW | 401.6629 | 1
171910 | DX-BR050-0K8 | Braking resistance, R=50 Ohm, P=0,8kW | 641.4415 | 1
174254 | DX-BR050-1440 | Brake resistor, R=50 Ohm, P=1.44W | 2208.1301 | 1
174255 | DX-BR050-1920 | Brake resistor, R=50 Ohm, P=1.92kW | 2695.8153 | 1
174235 | DX-BR050-200 | Brake resistor, R=50 Ohm, P=0.2kW | 213.3623 | 1
174264 | DX-BR050-2880 | Brake resistor, R=50 Ohm, P=2.88kW | 3671.1857 | 1
171918 | DX-BR050-3K1 | Braking resistance, R=50 Ohm, P=3,1kW | 1429.1885 | 1
174239 | DX-BR050-400 | Brake resistor, R=50 Ohm, P=0.4kW | 745.0746 | 1
171898 | DX-BR050-5K1 | Braking resistance, R=50 Ohm, P=5,1kW | 1774.6322 | 1
174240 | DX-BR050-600 | Brake resistor, R=50 Ohm, P=0.6kW | 911.023 | 1
174265 | DX-BR050-720 | Brake resistor, R=50 Ohm, P=0.72kW | 1148.0922 | 1
174250 | DX-BR050-960 | Brake resistor, R=50 Ohm, P=0.96kW | 1490.1492 | 1
174256 | DX-BR054-2880 | Brake resistor, R=54 Ohm, P=2.88kW | 3671.1857 | 1
171917 | DX-BR075-1K1 | Braking resistance, R=75 Ohm, P=1,4kW | 982.1438 | 1
174249 | DX-BR075-400 | Brake resistor, R=75 Ohm, P=0.4kW | 745.0746 | 1
171897 | DX-BR075-5K1 | Braking resistance, R=75 Ohm, P=5,1W | 1967.6743 | 1
174263 | DX-BR084-1440 | Brake resistor, R=84 Ohm, P=1.44kW | 2208.1301 | 1
171909 | DX-BR100-0K2 | Braking resistance, R=100 Ohm, P=0,2kW | 369.8279 | 1
171926 | DX-BR100-0K4 | Braking resistance, R=100 Ohm, P=0,40W | 401.6629 | 1
171907 | DX-BR100-0K8 | Braking resistance, R=100 Ohm, P=0,8kW | 690.8873 | 1
174241 | DX-BR100-100 | Brake resistor, R=100 Ohm, P=0.1kW | 186.2686 | 1
171896 | DX-BR100-1K1 | Braking resistance, R=100 Ohm, P=1,4kW | 982.1438 | 1
171924 | DX-BR100-1K6 | Braking resistance, R=100 Ohm, P=1,6kW | 1402.0949 | 1
174237 | DX-BR100-200 | Brake resistor, R=100 Ohm, P=0.2kW | 213.3623 | 1
174238 | DX-BR100-240 | Brake resistor, R=100 Ohm, P=0.24kW | 290.5791 | 1
174251 | DX-BR100-600 | Brake resistor, R=100 Ohm, P=0.6kW | 911.023 | 1
171904 | DX-BR100-6K2 | Braking resistance, R=100 Ohm, P=6,2kW | 2228.4504 | 1
174252 | DX-BR100-720 | Brake resistor, R=100 Ohm, P=0.72kW | 1148.0922 | 1
174253 | DX-BR100-960 | Brake resistor, R=100 Ohm, P=0.96kW | 1490.1492 | 1
171916 | DX-BR150-0K5 | Braking resistance, R=150 Ohm, P=0,5kW | 662.439 | 1
171895 | DX-BR150-1K1 | Braking resistance, R=150 Ohm, P=1,4kW | 982.1438 | 1
174248 | DX-BR150-200 | Brake resistor, R=150 Ohm, P=0.2kW | 213.3623 | 1
174262 | DX-BR150-800 | Brake resistor, R=150 Ohm, P=0.8kW | 1165.0257 | 1
171915 | DX-BR200-0K4 | Braking resistance, R=200 Ohm, P=0,4kW | 455.1728 | 1
171894 | DX-BR200-0K8 | Braking resistance, R=200 Ohm, P=1,4kW | 690.8873 | 1
174247 | DX-BR210-200 | Brake resistor, R=210 Ohm, P=0.2kW | 213.3623 | 1
174268 | DX-BR216-600 | Brake resistor, R=216 Ohm, P=0.6kW | 911.023 | 1
169150 | DX-BR3-100 | Braking rersistance, R=100 Ohm, P=0,2kW, IP54, for DC1 and DA1 | 318.2146 | 1
171914 | DX-BR400-0K4 | Braking resistance, R=400 Ohm, P=0,4kW | 455.1728 | 1
174261 | DX-BR400-400 | Brake resistor, R=400 Ohm, P=0.4kW | 745.0746 | 1
174246 | DX-BR430-100 | Brake resistor, R=430 Ohm, P=0.1kW | 186.2686 | 1
169151 | DX-BR5-033 | Braking rersistance, R=33 Ohm, P=0,5kW, IP54, for DA1 | 1104.6069 | 1
744-A3036-00P | DX-CBL-PC-3M0 | Programming cable for inverters DE1, DE11, DC1 and DA1 | 260.3781 | #N/A
169137 | DX-CBL-RJ45-0M5 | Connection cable with RJ45 plugs, 0,5 m, for DE1, DE11, DC1 and DA1 | 12.1921 | 1
169138 | DX-CBL-RJ45-1M0 | Connection cable with RJ45 plugs, 1 m, for DE1, DE11, DC1 and DA1 | 15.037 | 1
169139 | DX-CBL-RJ45-3M0 | Connection cable with RJ45 plugs, 3 m, for DE1, DE11, DC1 and DA1 | 18.2882 | 1
169031 | DXC-EXT-2RO | Expansion module, 2 relay outputs, for invertors DC1 | 168.2514 | 1
169030 | DXC-EXT-2RO1AO | Expansion module, 2 relay outputs, 1 analog input, for invertors DC1 | 153.6208 | 1
169032 | DXC-EXT-IO110 | Expansion module, 110V input, for invertors DC1 | 182.8819 | 1
169033 | DXC-EXT-IO230 | Expansion module, 230V input, for invertors DC1 | 182.8819 | 1
169034 | DXC-EXT-LOCSIM | Simulator, 3 digital inputs, 1 relay output, 1 potentiometer, for invertors DC1 | 131.4718 | 1
169135 | DX-COM-PCKIT | Converter RS485/USB for coonecting frequency invertors DC1/DA1 to PC with drivesConnect software | 795.5365 | 1
169136 | DX-COM-SOFT | Licence to activate PLC functions of software drivesConnect | 338.6703 | 1
169134 | DX-COM-STICK | Bluetooth communication stick, for invertors DC1 and DA1 | 301.4165 | 1
197586 | DX-COM-STICK3-KIT |  | 379.3107 | #N/A
174621 | DXE-EXT-SET | Parametrization module for DE1 and DE11 | 133.0974 | 1
172273 | DX-EMC12-014-FS1 | EMC filterVFD, 1-phases, 14A, ULN=250V | 179.4952 | 1
172275 | DX-EMC12-014-FS2 | EMC filterVFD, 1-phases, 14A, ULN=250V | 217.4263 | 1
172274 | DX-EMC12-019-FS1 | EMC filterVFD, 1-phases, 19A, ULN=250V | 226.2581 | 1
172276 | DX-EMC12-025-FS2 | EMC filterVFD, 1-phases, 25A, ULN=250V | 254.0319 | 1
172277 | DX-EMC12-031-FS3 | EMC filterVFD, 1-phases, 31A, ULN=250V | 355.6038 | 1
184500 | DX-EMC34-008 | EMC filterVFD, 3-phases, 8A, ULN=520V | 230.1603 | #N/A
172278 | DX-EMC34-008-FS1 | EMC filterVFD, 3-phases, 8A, ULN=520V | 245.1973 | 1
174604 | DX-EMC34-008-FS1-L | EMC filterVFD, 3-phases, 8A, ULN=520V, with low Ipe | 245.1973 | 1
184506 | DX-EMC34-008-L | EMC filterVFD, 3-phases, 8A, ULN=520V, with low Ipe | 233.9534 | #N/A
172279 | DX-EMC34-011-FS2 | EMC filterVFD, 3-phases, 11A, ULN=520V | 251.9707 | 1
174605 | DX-EMC34-011-FS2-L | EMC filterVFD, 3-phases, 11A, ULN=520V, with low Ipe | 251.9707 | 1
172280 | DX-EMC34-015-FS3 | EMC filterVFD, 3-phases, 15A, ULN=520V | 292.6111 | 1
174606 | DX-EMC34-015-FS3-L | EMC filterVFD, 3-phases, 15A, ULN=520V, with low Ipe | 350.8624 | 1
184501 | DX-EMC34-016 | EMC filterVFD, 3-phases, 16A, ULN=520V | 269.8524 | #N/A
184507 | DX-EMC34-016-L | EMC filterVFD, 3-phases, 16A, ULN=520V, with low Ipe | 256.5766 | #N/A
179611 | DX-EMC34-019-FS3 | EMC filterVFD, 3-phases, 19A, ULN=520V | 392.8575 | 1
179612 | DX-EMC34-019-FS3-L | EMC filterVFD, 3-phases, 19A, ULN=520V, with low Ipe | 392.8575 | 1
172281 | DX-EMC34-025-FS3 | EMC filterVFD, 3-phases, 25A, ULN=520V | 362.3772 | 1
174607 | DX-EMC34-025-FS3-L | EMC filterVFD, 3-phases, 25A, ULN=520V, with low Ipe | 362.3772 | 1
184502 | DX-EMC34-030 | EMC filterVFD, 3-phases, 30A, ULN=520V | 359.1937 | #N/A
184508 | DX-EMC34-030-L | EMC filterVFD, 3-phases, 30A, ULN=520V, with low Ipe | 372.4696 | #N/A
172282 | DX-EMC34-031-FS4 | EMC filterVFD, 3-phases, 31A, ULN=520V | 430.7886 | 1
174608 | DX-EMC34-031-FS4-L | EMC filterVFD, 3-phases, 31A, ULN=520V, with low Ipe | 430.7886 | 1
184503 | DX-EMC34-042 | EMC filterVFD, 3-phases, 42A, ULN=520V | 388.1294 | #N/A
184509 | DX-EMC34-042-L | EMC filterVFD, 3-phases, 42A, ULN=520V, with low Ipe | 411.4332 | #N/A
172283 | DX-EMC34-048-FS4 | EMC filterVFD, 3-phases, 48A, ULN=520V | 902.2176 | 1
174609 | DX-EMC34-048-FS4-L | EMC filterVFD, 3-phases, 48A, ULN=520V, with low Ipe | 601.4784 | 1
184504 | DX-EMC34-055 | EMC filterVFD, 3-phases, 55A, ULN=520V | 492.4266 | #N/A
184510 | DX-EMC34-055-L | EMC filterVFD, 3-phases, 55A, ULN=520V, with low Ipe | 524.397 | #N/A
184505 | DX-EMC34-075 | EMC filterVFD, 3-phases, 75A, ULN=520V | 592.7913 | #N/A
172284 | DX-EMC34-075-FS5 | EMC filterVFD, 3-phases, 75A, ULN=520V | 824.3234 | 1
174610 | DX-EMC34-075-FS5-L | EMC filterVFD, 3-phases, 75A, ULN=520V, with low Ipe | 824.3234 | 1
184511 | DX-EMC34-075-L | EMC filterVFD, 3-phases, 75A, ULN=520V, with low Ipe | 704.8406 | #N/A
172285 | DX-EMC34-100 | EMC filterVFD, 3-phases, 100A, ULN=520V | 904.2496 | 1
174611 | DX-EMC34-100-L | EMC filterVFD, 3-phases, 100A, ULN=520V, with low Ipe | 904.2496 | 1
172286 | DX-EMC34-130 | EMC filterVFD, 3-phases, 130A, ULN=520V | 1093.905 | 1
174612 | DX-EMC34-130-L | EMC filterVFD, 3-phases, 130A, ULN=520V, with low Ipe | 1009.7492 | 1
172287 | DX-EMC34-180 | EMC filterVFD, 3-phases, 180A, ULN=520V | 1610.0385 | 1
174613 | DX-EMC34-180-L | EMC filterVFD, 3-phases, 180A, ULN=520V, with low Ipe | 1573.712 | 1
172288 | DX-EMC34-250 | EMC filterVFD, 3-phases, 250A, ULN=520V | 1833.5608 | 1
174614 | DX-EMC34-250-L | EMC filterVFD, 3-phases, 250A, ULN=520V, with low Ipe | 1833.5608 | 1
172289 | DX-EMC34-400 | EMC filterVFD, 3-phases, 400A, ULN=520V | 2507.0708 | 1
174615 | DX-EMC34-400-L | EMC filterVFD, 3-phases, 400A, ULN=520V, with low Ipe | 2962.9018 | 1
177636 | DX-EMC34-750 | EMC filterVFD, 3-phases, 750A, ULN=520V | 4765.0907 | 1
177637 | DX-EMC34-750-L | EMC filterVFD, 3-phases, 750A, ULN=520V, with low Ipe | 4765.0907 | 1
172926 | DX-EMC-MNT-1M | EMC bracket for size FS1 - output | 41.521 | 1
172925 | DX-EMC-MNT-1N | EMC bracket for size FS1 - input | 39.7599 | 1
172928 | DX-EMC-MNT-2M | EMC bracket for size FS2 - output | 52.4262 | 1
172927 | DX-EMC-MNT-2N | EMC bracket for size FS2 - input | 47.8202 | 1
172930 | DX-EMC-MNT-3M | EMC bracket for size FS3 - output | 63.67 | 1
172929 | DX-EMC-MNT-3N | EMC bracket for size FS3 - input | 48.7685 | 1
744-A2815-00P | DXG-ACC-2FR1N12KIT | Conversion kit for frame 1; 230V; IP54 | 44.6561 | 1
730-32029-00P | DXG-ACC-4FR1N12KIT | Conversion kit for frame 1; 480V; IP54 | 92.235 | 1
730-32022-00P | DXG-ACC-FR1N12FK | Flange mounting kit for frame 1 | 58.8485 | 1
730-32023-00P | DXG-ACC-FR2N12FK | Flange mounting kit for frame 2 | 67.3675 | 1
730-32030-00P | DXG-ACC-FR2N12KIT | Conversion kit for frame 2; IP54 | 96.9098 | 1
730-32024-00P | DXG-ACC-FR3N12FK | Flange mounting kit for frame 3 | 68.8625 | 1
730-32031-00P | DXG-ACC-FR3N12KIT | Conversion kit for frame 3; IP54 | 68.8733 | 1
730-32025-00P | DXG-ACC-FR4N12FK | Flange mounting kit for frame 4 | 71.8191 | 1
730-32026-00P | DXG-ACC-FR5N12FK | Flange mounting kit for frame 5 | 95.0943 | 1
730-32039-00P | DXG-ACC-RTBATT | Real-time clock battery | 16.7623 | 1
730-32036-00P | DXG-ACC-SOFTWARE | Programming software for DG1 | 132.8363 | 1
730-32034-00P | DXG-CBL-1M0 | Cable for remote keypad, 1m | 14.2544 | 1
730-32035-00P | DXG-CBL-3M0 | Cable for remote keypad, 3m | 19.6312 | 1
730-32037-00P | DXG-CBL-PCCABLE | Programming cable | 129.9164 | 1
744-A2613-00P | DXG-EXT-1AI2AO | I/O card - 1x AI, 2x AO | 216.0147 | 1
744-A2612-00P | DXG-EXT-3DI3DO1T | I/O card - 3x DI, 3x DO, 1x Thermistor | 169.6849 | 1
744-A2614-00P | DXG-EXT-3RO | I/O card - 3x relay contact (2NO + 1NO/1NC) | 121.545 | 1
744-A2616-00P | DXG-EXT-6DI | I/O card - 6x DI 240 VAC | 125.5496 | 1
744-A2615-00P | DXG-EXT-THER1 | I/O card - 3x PT100 RTD thermistor | 188.611 | 1
730-32032-00P | DXG-KEY-HOLDER | Mounting holder for remote keypad | 38.6489 | 1
730-32047-00P | DXG-KEY-LCD | Keypad | 117.595 | 1
730-32038-00P | DXG-KEY-N12PLUG | Keypad hole plug | 7.8722 | 1
730-32033-00P | DXG-KEY-RMTKIT | Remote keypad kit | 52.0677 | 1
744-A2618-00P | DXG-MNT-PROFIBUS | PROFIBUS DB9 to 5-pin adapter card | 20.6384 | 1
744-F0116-00P | DXG-NET-CANOPEN | Communication card CANopen | 133.4891 | 1
744-F0117-00P | DXG-NET-DEVICENET | Communication card DeviceNet | 121.8175 | 1
744-A2617-00P | DXG-NET-PROFIBUS | Communication card PROFIBUS-DP | 310.5822 | 1
744-A2817-00P | DXG-SPR-2FR1BCB | Replacement bus capacitors board for frame 1; 230V | 134.0592 | 1
744-A2819-00P | DXG-SPR-2FR1EB | Replacement EMI board for frame 1; 230V | 136.3481 | 1
744-A2818-00P | DXG-SPR-2FR1MPB | Replacement main power board for frame 1; 230V | 791.264 | 1
744-A2821-00P | DXG-SPR-2FR2EB | Replacement EMI board for frame 2; 230V | 224.3303 | 1
744-A2820-00P | DXG-SPR-2FR2MPB | Replacement main power board for frame 2; 230V | 836.2477 | 1
744-A2824-00P | DXG-SPR-2FR3DB | Replacement drive board for frame 3; 230V | 472.7083 | 1
744-A2823-00P | DXG-SPR-2FR3EB | Replacement EMI board for frame 3; 230V | 317.9111 | 1
744-A2822-00P | DXG-SPR-2FR3MPB | Replacement main power board for frame 3; 230V | 1869.5474 | 1
744-A2830-00P | DXG-SPR-2FR4BCM | Replacement brake chopper module for frame 4; 230V | 509.0453 | 1
744-A2826-00P | DXG-SPR-2FR4EB | Replacement EMI board for frame 4; 230V | 211.8367 | 1
744-A2828-00P | DXG-SPR-2FR4IGBT | Replacement IGBT module for frame 4; 230V | 692.8213 | 1
744-A2825-00P | DXG-SPR-2FR4MPB | Replacement main power board for frame 4; 230V | 1437.8658 | 1
744-A2829-00P | DXG-SPR-2FR4RM | Replacement rectifier module for frame 4; 230V | 197.4415 | 1
744-A2827-00P | DXG-SPR-2FR4SB | Replacement softstart board for frame 4; 230V | 163.771 | 1
744-A2835-00P | DXG-SPR-2FR5BCM | Replacement brake chopper module for frame 5; 230V | 714.0255 | 1
744-A2832-00P | DXG-SPR-2FR5E1B | Replacement EMI board 1 for frame 5; 230V | 132.7399 | 1
744-A2833-00P | DXG-SPR-2FR5E2B | Replacement EMI board 2 for frame 5; 230V | 104.8533 | 1
744-A2834-00P | DXG-SPR-2FR5IGBT | Replacement IGBT module for frame 5; 230V | 933.7683 | 1
744-A2831-00P | DXG-SPR-2FR5MPB | Replacement main power board for frame 5; 230V | 724.8961 | 1
744-A2693-00P | DXG-SPR-4FR1BCB | Replacement bus capacitors board for frame 1; 480V | 163.9371 | 1
744-A2688-00P | DXG-SPR-4FR1CF | Replacement control fan for frame 1; 480V | 134.5828 | 1
744-A2695-00P | DXG-SPR-4FR1EB | Replacement EMI board for frame 1; 480V | 144.4029 | 1
744-A2699-00P | DXG-SPR-4FR24BC | Replacement bus capacitor for frame 2; 480V | 196.5212 | 1
744-A2701-00P | DXG-SPR-4FR2EB | Replacement EMI board for frame 2; 480V | 226.0417 | 1
744-A2708-00P | DXG-SPR-4FR3EB | Replacement EMI board for frame 3; 480V | 316.6828 | 1
744-A2723-00P | DXG-SPR-4FR4BCM | Replacement brake chopper module for frame 4; 480V | 509.0453 | 1
744-A2716-00P | DXG-SPR-4FR4EB | Replacement EMI board for frame 4; 480V | 211.9504 | 1
744-A2721-00P | DXG-SPR-4FR4IGBT | Replacement IGBT module for frame 4; 480V | 660.0109 | 1
744-A2722-00P | DXG-SPR-4FR4RM | Replacement rectifier module for frame 4; 480V | 491.4504 | 1
744-A2717-00P | DXG-SPR-4FR4SB | Replacement softstart board for frame 4; 480V | 163.771 | 1
744-A2734-00P | DXG-SPR-4FR5BCM | Replacement brake chopper module for frame 5; 480V | 734.1662 | 1
744-A2726-00P | DXG-SPR-4FR5E1B | Replacement EMI board 1 for frame 5; 480V | 132.7399 | 1
744-A2727-00P | DXG-SPR-4FR5E2B | Replacement EMI board 2 for frame 5; 480V | 104.6261 | 1
744-A2732-00P | DXG-SPR-4FR5IGBT | Replacement IGBT module for frame 5; 480V | 1008.0285 | 1
744-A2687-00P | DXG-SPR-BCOVER | Replacement control board cover | 48.1112 | 1
744-A2686-00P | DXG-SPR-CTRLBOARD | Replacement main control board | 787.0152 | 1
744-A2691-00P | DXG-SPR-CTRLKIT | Replacement control module kit with keypad. | 1117.4431 | 1
730-32051-00P | DXG-SPR-FR1CPIEC | Replacement IEC conduit plate for frame 1 | 59.9313 | 1
744-A2698-00P | DXG-SPR-FR1CPUL | Replacement UL conduit plate for frame 1 | 41.6837 | 1
730-32042-00P | DXG-SPR-FR1CVR | Replacement cover for frame 1 | 86.7133 | 1
730-32017-00P | DXG-SPR-FR1FAN | Main fan kit for frame 1 | 102.6736 | 1
744-A2696-00P | DXG-SPR-FR1MCC | Replacement middle cover for frame 1 | 32.556 | 1
744-A2697-00P | DXG-SPR-FR1OH | Replacement outer housing for frame 1 | 77.7502 | 1
744-A2689-00P | DXG-SPR-FR2CF | Replacement control fan for frame 2 | 134.1315 | 1
730-32063-00P | DXG-SPR-FR2CPIEC | Replacement IEC conduit plate for frame 2 | 75.8103 | 1
744-A2704-00P | DXG-SPR-FR2CPUL | Replacement UL conduit plate for frame 2 | 51.5361 | 1
730-32043-00P | DXG-SPR-FR2CVR | Replacement cover for frame 2 | 99.2966 | 1
730-32018-00P | DXG-SPR-FR2FAN | Main fan kit for frame 2 | 190.3854 | 1
744-A2705-00P | DXG-SPR-FR2IGBT | Replacement IGBT module for frame 2 | 661.7642 | 1
744-A2702-00P | DXG-SPR-FR2MCC | Replacement middle cover for frame 2 | 57.5574 | 1
744-A2703-00P | DXG-SPR-FR2OH | Replacement outer housing for frame 2 | 128.9914 | 1
744-A2690-00P | DXG-SPR-FR34CF | Replacement control fan for frames 3, 4 | 88.2013 | 1
744-A2706-00P | DXG-SPR-FR3BC | Replacement bus capacitor for frame 3 | 193.9802 | 1
730-32052-00P | DXG-SPR-FR3CPIEC | Replacement IEC conduit plate for frame 3 | 110.6751 | 1
744-A2713-00P | DXG-SPR-FR3CPUL | Replacement UL conduit plate for frame 3 | 79.725 | 1
730-32044-00P | DXG-SPR-FR3CVR | Replacement cover for frame 3 | 142.1265 | 1
730-32019-00P | DXG-SPR-FR3FAN | Main fan kit for frame 3 | 179.5139 | 1
744-A2711-00P | DXG-SPR-FR3MCC | Replacement middle cover for frame 3 | 47.1243 | 1
744-A2710-00P | DXG-SPR-FR3OB | Replacement output board for frame 3 | 482.8036 | 1
744-A2712-00P | DXG-SPR-FR3OH | Replacement outer housing for frame 3 | 185.2137 | 1
730-32053-00P | DXG-SPR-FR4CPIEC | Replacement IEC conduit plate for frame 4 | 119.4465 | 1
744-A2720-00P | DXG-SPR-FR4CPUL | Replacement UL conduit plate for frame 4 | 87.582 | 1
730-32045-00P | DXG-SPR-FR4CVR | Replacement cover for frame 4 | 179.075 | 1
730-32020-00P | DXG-SPR-FR4FAN | Main fan kit for frame 4 | 188.3056 | 1
744-A2718-00P | DXG-SPR-FR4MCC | Replacement middle cover for frame 4 | 56.4485 | 1
744-A2719-00P | DXG-SPR-FR4OH | Replacement outer housing for frame 4 | 278.4024 | 1
744-A2724-00P | DXG-SPR-FR5BC | Replacement bus capacitor for frame 5 | 330.1473 | 1
744-A2692-00P | DXG-SPR-FR5CF | Replacement control fan for frame 5 | 88.2136 | 1
744-A2731-00P | DXG-SPR-FR5CPUL | Replacement UL conduit plate for frame 5 | 154.7811 | 1
730-32046-00P | DXG-SPR-FR5CVR | Replacement cover for frame 5 | 601.2811 | 1
744-A2728-00P | DXG-SPR-FR5E3B | Replacement EMI board 3 for frame 5 | 44.1352 | 1
730-32021-00P | DXG-SPR-FR5FAN | Main fan kit for frame 5 | 404.2648 | 1
730-32054-00P | DXG-SPR-FR5IECCP | Replacement IEC conduit plate for frame 5 | 221.9128 | 1
744-A2729-00P | DXG-SPR-FR5MCC | Replacement middle cover for frame 5 | 62.1817 | 1
744-A2730-00P | DXG-SPR-FR5OH | Replacement outer housing for frame 5 | 371.7113 | 1
744-A2733-00P | DXG-SPR-FR5RM | Replacement rectifier module for frame 5 | 717.6753 | 1
169132 | DX-KEY-LED | External keypad, LED display, for invertors DC1 / DA1 | 182.8819 | 1
186946 | DX-KEY-LED2 | External keypad, LED display, for invertors DC1 / DA1, DE1 / DE11 | 108.3745 | #N/A
169133 | DX-KEY-OLED | External keypad with OLED display, for DE1, DE11, DC1 and DA1 | 325.1235 | 1
269537 | DX-LM3-004 | Choke 3-phase, 750V, In=4A | 247.969 | 1
269538 | DX-LM3-005 | Choke 3-phase, 750V, In=5A | 238.8282 | 1
269539 | DX-LM3-008 | Choke 3-phase, 750V, In=8A | 284.9448 | 1
269541 | DX-LM3-011 | Choke 3-phase, 750V, In=11A | 296.6248 | 1
269542 | DX-LM3-016 | Choke 3-phase, 750V, In=16A | 349.6393 | 1
269543 | DX-LM3-035 | Choke 3-phase, 750V, In=35A | 603.5832 | 1
269544 | DX-LM3-050 | Choke 3-phase, 750V, In=50A | 665.6068 | 1
269545 | DX-LM3-063 | Choke 3-phase, 750V, In=63A | 879.333 | 1
269546 | DX-LM3-080 | Choke 3-phase, 750V, In=80A | 1056.1664 | 1
269547 | DX-LM3-100 | Choke 3-phase, 750V, In=100A | 1895.2099 | 1
269548 | DX-LM3-150 | Choke 3-phase, 750V, In=150A | 2344.0667 | 1
269549 | DX-LM3-180 | Choke 3-phase, 750V, In=180A | 2594.6765 | 1
269560 | DX-LM3-220 | Choke 3-phase, 750V, In=220A | 2618.2888 | 1
269561 | DX-LM3-260 | Choke 3-phase, 750V, In=260A | 2695.7637 | 1
169146 | DX-LM3-303 | Choke 3-phase, 750V, In=303A | 3329.3909 | 1
169147 | DX-LM3-370 | Choke 3-phase, 750V, In=370A | 4535.5901 | 1
169148 | DX-LM3-450 | Choke 3-phase, 750V, In=450A | 5769.4857 | 1
269490 | DX-LN1-006 | Choke 1-phase, 260V, In=5.8A | 62.4572 | 1
269495 | DX-LN1-009 | Choke 1-phase, 260V, In=8.6A | 90.4102 | 1
269496 | DX-LN1-013 | Choke 1-phase, 260V, In=13A | 96.1951 | 1
269497 | DX-LN1-018 | Choke 1-phase, 260V, In=18A | 101.3493 | 1
269498 | DX-LN1-024 | Choke 1-phase, 260V, In=24A | 103.4533 | 1
169791 | DX-LN1-032 | Choke 1-phase, 260V, In=32A | 237.821 | 1
269500 | DX-LN3-004 | Choke 3-phase, 550V, In=3.9A | 134.8988 | 1
269501 | DX-LN3-006 | Choke 3-phase, 550V, In=6A | 152.0419 | 1
269502 | DX-LN3-010 | Choke 3-phase, 550V, In=10A | 174.3794 | 1
269503 | DX-LN3-016 | Choke 3-phase, 550V, In=16A | 215.7479 | 1
269504 | DX-LN3-025 | Choke 3-phase, 550V, In=25A | 281.3633 | 1
269505 | DX-LN3-040 | Choke 3-phase, 550V, In=40A | 293.782 | 1
269506 | DX-LN3-050 | Choke 3-phase, 550V, In=50A | 385.2801 | 1
269507 | DX-LN3-060 | Choke 3-phase, 550V, In=60A | 419.6066 | 1
269508 | DX-LN3-080 | Choke 3-phase, 550V, In=80A | 443.6184 | 1
269509 | DX-LN3-100 | Choke 3-phase, 550V, In=100A | 523.2969 | 1
269510 | DX-LN3-120 | Choke 3-phase, 550V, In=120A | 581.2733 | 1
269511 | DX-LN3-160 | Choke 3-phase, 550V, In=160A | 753.3241 | 1
269512 | DX-LN3-200 | Choke 3-phase, 550V, In=200A | 911.2931 | 1
269513 | DX-LN3-250 | Choke 3-phase, 550V, In=250A | 1088.6528 | 1
269514 | DX-LN3-300 | Choke 3-phase, 550V, In=300A | 1126.8336 | 1
169143 | DX-LN3-303 | Choke 3-phase, 550V, In=303A | 1188.7865 | 1
169144 | DX-LN3-370 | Choke 3-phase, 550V, In=370A | 2159.9555 | 1
169145 | DX-LN3-450 | Choke 3-phase, 550V, In=450A | 2653.6004 | 1
169123 | DX-NET-DEVICENET | Module DeviceNet, for invertors DA1 | 711.2076 | 1
169127 | DX-NET-ETHERCAT-2 | Module EtherCAT, for invertors DA1 | 711.2076 | 1
169122 | DX-NET-ETHERNET-2 | Module Ethernet IP, for invertors DA1 | 711.2076 | 1
169126 | DX-NET-MODBUSTCP-2 | Module Modbus/TCP, for invertors DA1 | 711.2076 | 1
169124 | DX-NET-PROFIBUS | Module PROFIBUS, for invertors DA1 | 711.2076 | 1
169125 | DX-NET-PROFINET-2 | Module PROFINET, for invertors DA1 | 711.2076 | 1
169129 | DX-NET-SWD1 | Module SmartWire-DT, for invertors DA1 (IP20) | 240.4559 | 1
169131 | DX-NET-SWD3 | Module SmartWire-DT, for invertors DC1 (IP20) and starters DE1 | 196.4288 | 1
271538 | DX-SIN3-004 | Sinus filter for frequency inverters, In=4A | 859.6761 | 1
184492 | DX-SIN3-006-A | Sinus filter for frequency inverters, In=6A, All-pole | 1353.9224 | 1
184493 | DX-SIN3-013-A | Sinus filter for frequency inverters, In=13A, All-pole | 1295.0415 | 1
184494 | DX-SIN3-024-A |  | 2269.2127 | 1
184495 | DX-SIN3-046-A | Sinus filter for frequency inverters, In=46A, All-pole | 2274.6793 | 1
169149 | DX-SIN3-480 | Sinus filter for frequency inverters, In=480A | 18731.0566 | 1
169142 | DX-SPL-RJ45-2SL1PL | Cable and splitter, RJ45, 2 sockets / 1 plug, for DE1, DE11, DC1 and DA1 | 43.8917 | 1
169141 | DX-SPL-RJ45-3SL | Cable and splitter, RJ45, 3 sockets, for DE1, DE11, DC1 and DA1 | 43.8917 | 1
90401 | E01 | Contact element RMQ16, 1NC | 5.3058 | 1
90351 | E10 | Contact element RMQ16, 1NO | 5.5692 | 1
54423 | E8 | #N/A | 33.7504 | 1
65212 | E8-SW | #N/A | 33.7504 | 1
1319868 | EARTHQM40/63 | Earth Terminal QM | 12.7553 | #N/A
1319869 | EARTHQM80/100 | Earth Terminal QM | 19.9918 | #N/A
229424 | EASY200-POW | Power supply unit for EASY relay 12/24V,0.02/0.35A | 104.6167 | 1
101520 | EASY209-SE | EASY contr.relay,communication module (Ethernet) | 684.9905 | 1
231168 | EASY256-HCI | Filter for 230VAC inputs | 72.3462 | 1
212319 | EASY400-POW | Power supply unit for EASY relay 24V, 1.25A | 159.6957 | 1
114295 | EASY406-DC-ME | Expansion module, 24VDC, 1-digital and 2-analog inputs, 2-digital and 1-analog output | #N/A | 1
114293 | EASY410-DC-RE | Expansion module, 24VDC, 6-inputs, 4-relay outputs | #N/A | 1
114294 | EASY410-DC-TE | Expansion module, 24VDC, 6-inputs, 4-transistor outputs | #N/A | 1
212318 | EASY412-DC-SIM | #N/A | 561.4301 | 1
110940 | EASY430-POW | Power supply unit for EASY relay 24V, 1.25A | 172.7455 | 1
110941 | EASY500-POW | Power supply unit for EASY relay 24V, 2.5A | 259.1182 | 1
104569 | EASY512-AB-RC10 | EASY control relay, display, 24VAC, 8-inputs, 4-relay outputs, russian language | #N/A | 1
104570 | EASY512-AB-RCX10 | EASY control relay, no display, 24VAC, 8-inputs, 4-relay outputs, russian language | #N/A | 1
104571 | EASY512-AC-R10 | EASY control relay, display, 230VAC, 8-inputs, 4-relay outputs, russian language | #N/A | 1
104572 | EASY512-AC-RC10 | EASY control relay, display, 230VAC, 8-inputs, 4-relay outputs, russian language | #N/A | 1
104573 | EASY512-AC-RCX10 | EASY control relay, no display, 230VAC, 8-inputs, 4-relay outputs, russian language | #N/A | 1
104574 | EASY512-DA-RC10 | EASY control relay, display, 12VDC, 8-inputs, 4-relay outputs, russian language | #N/A | 1
104575 | EASY512-DA-RCX10 | EASY control relay, no display, 12VDC, 8-inputs, 4-relay outputs, russian language | #N/A | 1
104576 | EASY512-DC-R10 | EASY control relay, display, 24VDC, 8-inputs, 4-relay outputs, russian language | #N/A | 1
104577 | EASY512-DC-RC10 | EASY control relay, display, 24VDC, 8-inputs, 4-relay outputs, russian language | #N/A | 1
104578 | EASY512-DC-RCX10 | EASY control relay, no display, 24VDC, 8-inputs, 4-relay outputs, russian language | #N/A | 1
104579 | EASY512-DC-TC10 | EASY control relay, display, 24VDC, 8-inputs, 4-transistor outputs, russian language | #N/A | 1
104580 | EASY512-DC-TCX10 | EASY control relay, no display, 24VDC, 8-inputs, 4-transistor outputs, russian language | #N/A | 1
104581 | EASY719-AB-RC10 | EASY control relay, display, 24VAC, 12-inputs, 6-relay outputs, russian language | #N/A | 1
104582 | EASY719-AB-RCX10 | EASY control relay, no display, 24VAC, 12-inputs, 6-relay outputs russian languag | #N/A | 1
104583 | EASY719-AC-RC10 | EASY control relay, display, 230VAC, 12-inputs, 6-relay outputs, russian language | #N/A | 1
104584 | EASY719-AC-RCX10 | EASY control relay, no display, 230VAC, 12-inputs, 6-relay outputs, russian languag | #N/A | 1
104585 | EASY719-DA-RC10 | EASY control relay, display, 12VDC, 12-inputs, 6-relay outputs, russian language | #N/A | 1
104586 | EASY719-DA-RCX10 | EASY control relay, no display, 12VDC, 12-inputs, 6-relay outputs, russian languag | #N/A | 1
104587 | EASY719-DC-RC10 | EASY control relay, display, 24VDC, 12-inputs, 6-relay outputs, russian language | #N/A | 1
104588 | EASY719-DC-RCX10 | EASY control relay, no display, 24VDC, 12-inputs, 6-relay outputs, russian language | #N/A | 1
104589 | EASY721-DC-TC10 | EASY control relay, display, 24VDC, 12-inputs, 8-transistor outputs, russian language | #N/A | 1
104590 | EASY721-DC-TCX10 | EASY control relay, no display, 24VDC, 12-inputs, 8-transistor outputs, russian languag | #N/A | 1
256278 | EASY800-DC-SIM | #N/A | 509.7714 | 1
286079 | EASY800-MO-CAB | High-speed cable for modem for EASY800/MFD or EC4 | 243.8313 | 1
256277 | EASY800-PC-CAB | RS232 programming cable for EASY800/MFD, 2m | 164.877 | 1
106408 | EASY800-USB-CAB | USB programming cable for EASY800/MFD | 176.6218 | 1
152901 | EASY802-DC-SWD | Control relay EASY for SmartWire-DT | 572.4411 | 1
152902 | EASY806-DC-SWD | Control relay EASY for SmartWire-DT, EASY-NET | 682.1363 | 1
197229 | EASY-BOX-E4-AC1 |  | 386.0806 | #N/A
197228 | EASY-BOX-E4-DC1 | StarterPackage 2 (Transistor output) | 308.6929 | #N/A
197227 | EASY-BOX-E4-UC1 | StarterPackage 1 (Relay output) | 308.6929 | #N/A
197215 | EASY-E4-AC-12RC1 |  | 388.5901 | #N/A
197216 | EASY-E4-AC-12RCX1 |  | 334.4423 | #N/A
197222 | EASY-E4-AC-16RE1 |  | 293.0352 | 1
197221 | EASY-E4-AC-8RE1 |  | 175.1841 | #N/A
197225 | EASY-E4-CONNECT1 | Connector set easyConnect 3 connectors, 3 cover plates | 72.1488 | #N/A
197213 | EASY-E4-DC-12TC1 | Basic device with display, 24 V DC, 8 input, 4 output (transistor) | 356.7385 | #N/A
197214 | EASY-E4-DC-12TCX1 | Basic device without display, 24 V DC 8 input, 4 output (transistor) | 302.5907 | #N/A
197220 | EASY-E4-DC-16TE1 | Transistor In-/Output , 0.5 A, 24 V DC, 8 input, 8 output (transistor) | 293.0352 | #N/A
197224 | EASY-E4-DC-4PE1 |  | 273.9242 | #N/A
197223 | EASY-E4-DC-6AE1 | Analog In-/Output ; 0 - 10 V / 0/4 - 20mA, 24 V DC, 4 input, 2 output (analog) | 296.2203 | #N/A
197219 | EASY-E4-DC-8TE1 | Transistor In-/Output , 0.5 A, 24 V DC, 4 input, 4 output (transistor) | 168.8137 | #N/A
197211 | EASY-E4-UC-12RC1 | Basic device with display, 12/24 V DC, 24 V AC, 8 input, 4 output (relay) | 379.0346 | #N/A
197212 | EASY-E4-UC-12RCX1 | Basic device without display, 12/24 V DC, 24 V AC 8 input, 4 output (relay) | 324.8868 | #N/A
197218 | EASY-E4-UC-16RE1 | Digital In-/Output , 12/24 V DC, 24 V AC, 8 input, 8 output (relay) | 293.0352 | #N/A
197217 | EASY-E4-UC-8RE1 | Digital In-/Output , 12/24 V DC, 24 V AC, 4 input, 4 output (relay) | 175.1841 | #N/A
212317 | EASY-M-16K | #N/A | 54.6804 | 1
256279 | EASY-M-256K | Memory module, 256K, for EASY800 / MFD-Titan | 67.1774 | 1
270884 | EASY-M-32K | Memory module, 32K, for EASY500/700 | 54.719 | 1
202408 | EASY-M-8K | #N/A | 54.6804 | 1
256285 | EASY-NT-150 | Easy-NET network cable for EASY800/MFD-Titan, 1.5m | 41.2321 | 1
256283 | EASY-NT-30 | Easy-NET network cable for EASY800/MFD-Titan, 0.3m | 16.4183 | 1
256284 | EASY-NT-80 | Easy-NET network cable for EASY800/MFD-Titan, 0.8m | 28.5038 | 1
256286 | EASY-NT-CAB | NET cable 100 m | 327.9669 | 1
256281 | EASY-NT-R | Busbar terminator for easy-NET network | 25.2124 | 2
256280 | EASY-NT-RJ45 | Connector for connecting to easy-NET busbar,8-pole | 4.0499 | 1
202409 | EASY-PC-CAB | RS232 programming cable for EASY500/700, 2m | 143.2388 | 1
256282 | EASY-RJ45-TOOL | NET-RJ45 piece | 997.6596 | 1
266040 | EASY-SOFT-PRO | Operating+programming software easy-soft | 286.5163 | 1
197226 | EASYSOFT-SWLIC | Software | 132.2969 | #N/A
107926 | EASY-USB-CAB | USB programming cable for EASY500/700 | 191.7865 | 1
107600 | EC4-COMBINATION-* | #N/A | 6.6085 | 1
114296 | EC4E-221-6D4R1 | Control relay, expansion of inputs/outputs 6/4 | 357.0781 | 1
114297 | EC4E-221-6D4T1 | Control relay, expansion of inputs/outputs 6/4 | 263.4955 | 1
106397 | EC4P-221-MRAD1 | Control relay easyControl, with display | 1221.6527 | 1
106398 | EC4P-221-MRAX1 | Control relay easyControl, without display | 1138.9791 | 1
106393 | EC4P-221-MRXD1 | Control relay easyControl, with display | 1036.2019 | 1
106394 | EC4P-221-MRXX1 | Control relay easyControl, without display | 956.5286 | 1
106395 | EC4P-221-MTAD1 | Control relay easyControl, with display | 1221.6527 | 1
106396 | EC4P-221-MTAX1 | Control relay easyControl, without display | 1138.9791 | 1
106391 | EC4P-221-MTXD1 | Control relay easyControl, with display | 1036.2019 | 1
106392 | EC4P-221-MTXX1 | Control relay easyControl, without display | 956.5286 | 1
109061 | EC4P-221-MTXX1-001 | #N/A | 969.0523 | 1
106405 | EC4P-222-MRAD1 | Control relay easyControl, with display | 1527.8342 | 1
106406 | EC4P-222-MRAX1 | Control relay easyControl, without display | 1445.1605 | 1
106401 | EC4P-222-MRXD1 | Control relay easyControl, with display | 1380.8777 | 1
106402 | EC4P-222-MRXX1 | Control relay easyControl, without display | 1298.2041 | 1
106403 | EC4P-222-MTAD1 | Control relay easyControl, with display | 1642.2726 | 1
106404 | EC4P-222-MTAX1 | Control relay easyControl, without display | 1445.1605 | 1
106399 | EC4P-222-MTXD1 | Control relay easyControl, with display | 1380.8777 | 1
106400 | EC4P-222-MTXX1 | Control relay easyControl, without display | 1298.2041 | 1
106410 | EC4P-BOX-221-MTXD | #N/A | 1142.6961 | 1
178974 | E-DAT-F/IEC-B | Data module with coaxial jack | 33.2263 | 1
178973 | E-DAT-RJ45 | Data module with RJ45 jack | 43.4048 | 1
226102 | EEB1 | Inrush current limiter for transformer STI and STZ, primary current I=1A | 20.3006 | 1
226104 | EEB2 | Inrush current limiter for transformer STI and STZ, primary current I=2A | 21.2724 | 1
226106 | EEB3 | Inrush current limiter for transformer STI and STZ, primary current I=3A | 22.5997 | 1
167287 | E-FAN1 |  | 203.4792 | 1
167288 | E-FAN2 |  | 287 | 1
167296 | E-FAN2-55 |  | 347.04 | 1
167289 | E-FAN3 |  | 330.9199 | 1
167297 | E-FAN3-55 |  | 371.7116 | 1
167297 | E-FAN3-55 |  | 371.7116 | 1
167290 | E-FAN4 |  | 347.8917 | 1
167298 | E-FAN4-55 |  | 406.5934 | 1
167291 | E-FAN5 |  | 408.7225 | 1
167299 | E-FAN5-55 |  | 500.0905 | 1
275418 | EGM-4 | Slide nut M4 | 24.7539 | 1
275419 | EGM-5 | Slide nut M5 | 24.2721 | 1
275417 | EGM-F | Fixing cage | 7.4081 | 1
135159 | EM20 | Measuring EM20 energy meter | 638.3024 | 1
135160 | EM20M | Measuring EM20M energy meter with Modbus RTU | 899.0921 | 1
135161 | EM20MH | Measuring EM20MH power analyzer with Modbus RTU | 899.0921 | 1
2293 | EM4-CI | Hank nuts for insulated mounting plates M4 | 0.34368 | 100
2294 | EM5-CI | Hank nuts for insulated mounting plates M5 | 5.4402 | 100
2295 | EM6-CI | Hank nuts for insulated mounting plates M6 | 5.6157 | 100
144556 | EMA68 | Blank cover | 34.0783 | 1
144557 | EMA69A | Mounting frame for mounting EMA91 | 314.4511 | 1
144558 | EMA69B | Connection cable with RJ45 plugs (1.5m) | 359.5018 | 1
144559 | EMA69C | Connection cable with RJ45 plugs (2.4m) | 445.937 | 1
144560 | EMA69D | Connection cable with RJ45 plugs (3.0m) | 511.479 | 1
144346 | EMA71 | Control user interface for S811 Standard | 181.3946 | 1
144347 | EMA72 | #N/A | 181.3953 | 1
144561 | EMA75 | Control Wire Connector | 36.7638 | 1
144571 | EMA75L | #N/A | 37.7252 | 1
144570 | EMA91 | Digital Interface Module | 271.8089 | 1
167416 | EME3P125MID | Energy meter calibrated MID, direct 3-phase, In=125A | 919.5308 | 1
167409 | EME3P63BMODBUS | #N/A | 810.5332 | 1
167413 | EME3P80 | Energy meter, direct 3-phase, In=80A | 696.1913 | 1
167414 | EME3P80MID | Energy meter calibrated MID, direct 3-phase, In=80A | 751.8065 | 1
167417 | EME3PCT | #N/A | 661.868 | 1
171631 | EME3PMMCT5 |  | 594.5631 | 1
186959 | EME6X40MC |  | 562.2105 | #N/A
167419 | EMECLAN | Communication module LAN for EME energy-meter | 588.4993 | 1
186960 | EMECLANMC |  | 389.2387 | #N/A
167420 | EMECMBUS | Communication module M-BUS for EME energy-meter | 287.7644 | 1
167421 | EMECMODB | Communication module Modbus for EME energy-meter | 287.7644 | 1
170509 | EMELSMODBUS |  | 2082.1017 | 1
EMI3P-PPCT-100A | EMI3P Plug'n'Play CT 100A |  | 133.8988 | #N/A
EMI3P-PPCT-200A | EMI3P Plug'n'Play CT 200A |  | 225.9543 | #N/A
EMI3P-ROG4-4kA | EMI3P Rogowski coils 4kA 400mm |  | 1841.1091 | #N/A
EMI3P-ROG6-4kA | EMI3P Rogowski coils 4kA 600mm |  | 2029.4044 | #N/A
EMI3P-ROG9-4kA | EMI3P Rogowski coils 4kA 900mm |  | 3849.5918 | #N/A
127661 | EML22 | Lug Kit for softstarter S801/S811 +T…,+U…, 2 cable connections, 4 AWG to 1/0 cable | 450.3112 | 1
127662 | EML23 | Lug Kit for softstarter S801/S811 +T…,+U…, 1 cable connection, 4/0 to 500 kcmil cable | 386.2415 | 1
127663 | EML24 | Lug Kit for softstarter S801/S811 +T…,+U…, 2 cable connections. 4/0 to 500 kcmil cable | 417.742 | 1
127664 | EML25 | Lug Kit for softstarter S801/S811 +T…,+U…, 2 cable connections, 2/0 to 300 kcmil cable | 386.2415 | 1
127665 | EML26 | Lug Kit for softstarter S801/S811 +T…,+U…, 1 cable connection, 2/0 to 300 kcmil cable | 422.8977 | 1
144549 | EML27 | Lug Cover Kit for S811+T..., S811+U... | 46.005 | 1
127666 | EML28 | Lug Kit for softstarter S801/S811 +V…, 2 cable connections. 4/0 to 500 kcmil cable | 644.7209 | 1
127667 | EML30 | Lug Kit for softstarter S801/S811 +V…, 4 cable connections. 4/0 to 500 kcmil cable | 657.4217 | 1
127668 | EML32 | Lug Kit for softstarter S801/S811 +V…, 6 cable connections. 4/0 to 500 kcmil cable | 3230.521 | 1
127669 | EML33 | Lug Kit for softstarter S801/S811 +V…, 4 cable connections, 2/0 to 300 kcmil cable | 657.4217 | 1
144550 | EML34 | Lug Cover Kit for S811+V… | 51.6803 | 1
144551 | EML40 | #N/A | 1055.3788 | 1
144562 | EMM13N | Mounting Plate for S811+N… | 99.7832 | 1
144563 | EMM13R | Mounting Plate for S811+R… | 190.8266 | 1
144564 | EMM13T | Mounting Plate for S811+T and S811+U… | 177.29 | 1
144548 | EMM13U | Adapter Plates (mounting V frame (290mm) instead of U frame (200mm) | 358.578 | 1
144565 | EMM13V | Mounting Plate for S811+V… | 277.909 | 1
144567 | EMM14N | Vibration Mounting Plate for S811+N… | 173.0329 | 1
144568 | EMM14R | Vibration Mounting Plate for S811+R… | 245.0881 | 1
144569 | EMM14T | Vibration Mounting Plate for S811+T and S811+U… | 225.1566 | 1
144566 | EMM18 | Fan/Hood Accessory | 156.999 | 1
184761 | EMR6-A300-C-1 |  | 274.3489 | #N/A
184762 | EMR6-A500-D-1 |  | 247.3009 | #N/A
184763 | EMR6-AW300-C-1 |  | 297.4519 | #N/A
184764 | EMR6-AW500-D-1 |  | 297.4519 | #N/A
184765 | EMR6-AWM580-H-1 |  | 391.2843 | #N/A
184766 | EMR6-AWM720-I-1 |  | 388.4202 | #N/A
184767 | EMR6-AWM820-J-1 |  | 391.2843 | #N/A
184768 | EMR6-AWN170-E-1 |  | 310.4474 | #N/A
184770 | EMR6-AWN280-D-1 |  | 310.4474 | #N/A
184769 | EMR6-AWN280-K-1 |  | 354.3083 | #N/A
184771 | EMR6-AWN500-D-1 |  | 346.9285 | #N/A
184789 | EMR6-F500-G-1 |  | 154.5017 | #N/A
184754 | EMR6-I15-A-1 |  | 311.8913 | #N/A
184755 | EMR6-I15-B-1 |  | 259.9094 | #N/A
184790 | EMR6-I1-A-1 |  | 311.8913 | #N/A
184783 | EMR6-IF15-A-1 |  | 369.0679 | #N/A
184782 | EMR6-IF1-A-1 |  | 369.0679 | #N/A
184781 | EMR6-IM15-A-1 |  | 332.1688 | #N/A
184780 | EMR6-IM1-A-1 |  | 332.1688 | #N/A
184757 | EMR6-N1000-A-1 |  | 228.1427 | #N/A
184756 | EMR6-N1000-N-1 |  | 160.2775 | #N/A
184758 | EMR6-N100-N-1 |  | 155.9457 | #N/A
184759 | EMR6-PH22 |  | 15.5284 | #N/A
184760 | EMR6-PH45 |  | 16.2202 | #N/A
184772 | EMR6-R250-A-1 |  | 379.7566 | #N/A
184773 | EMR6-R400-A-1 |  | 294.564 | #N/A
184774 | EMR6-R400-A-2 |  | 812.0109 | #N/A
184775 | EMR6-RC690 |  | 424.5188 | #N/A
184787 | EMR6-T100-A-1 |  | 406.0439 | #N/A
184788 | EMR6-T200-A-1 |  | 406.0439 | #N/A
184786 | EMR6-T50-A-1 |  | 406.0439 | #N/A
184785 | EMR6-VF600-A-1 |  | 369.0679 | #N/A
184784 | EMR6-VM600-A-1 |  | 332.1688 | #N/A
184776 | EMR6-W300-C-1 |  | 293.1201 | #N/A
184777 | EMR6-W380-L-1 |  | 238.2503 | #N/A
184778 | EMR6-W400-M-1 |  | 238.2503 | #N/A
184779 | EMR6-W500-D-1 |  | 293.1201 | #N/A
225271 | EMS20 | Membrane screw M20 | 1.3837 | 1
127671 | EMS39 | Surge Suppressors 600V for S811+ | 132.2891 | 1
127672 | EMS41 | Surge Suppressors 690V for S811+T… | 132.2891 | 1
171272 | EMS-XBR-10 | Connection link for EMS, 3-pole, without plug, for 10 devices | 53.2323 | #N/A
171268 | EMS-XBR-2 | Connection link for EMS, 3-pole, without plug, for 2 devices | 21.7609 | 1
171269 | EMS-XBR-3 | Connection link for EMS, 3-pole, without plug, for 3 devices | 30.6525 | 1
177248 | EMS-XBR3-2 | Connection link for EMS, 3-pole, with plug, for 2 devices | 42.7452 | 1
177249 | EMS-XBR3-3 | Connection link for EMS, 3-pole, with plug, for 3 devices | 48.8971 | 1
177250 | EMS-XBR3-4 | Connection link for EMS, 3-pole, with plug, for 4 devices | 64.7278 | 1
177251 | EMS-XBR3-5 | Connection link for EMS, 3-pole, with plug, for 5 devices | 83.913 | 1
171270 | EMS-XBR-4 | Connection link for EMS, 3-pole, without plug, for 4 devices | 34.1038 | 1
171271 | EMS-XBR-5 | Connection link for EMS, 3-pole, without plug, for 5 devices | 37.4381 | 1
172741 | EMS-XCW-2 | Connection link for EMS, 1-pole, without plug, for 2 devices | 7.535 | 1
172742 | EMS-XCW-3 | Connection link for EMS, 1-pole, without plug, for 3 devices | 8.4783 | 1
172743 | EMS-XCW-4 | Connection link for EMS, 1-pole, without plug, for 4 devices | 8.7746 | 1
172744 | EMS-XCW-5 | Connection link for EMS, 1-pole, without plug, for 5 devices | 10.474 | 1
66166 | EMT6 | Termistor relay EMT6 for PTC termistors, 24-240V ACDC, with auto reset | 146.1059 | 1
66400 | EMT6(230V) | Termistor relay EMT6 for PTC termistors, 230V AC, with auto reset | 125.6892 | 1
171889 | EMT62 | Termistor relay EMT6 for 2 circuits with PTC termistors, 24-240V ACDC, with auto reset | 89.4803 | 1
171890 | EMT62-DB | Termistor relay EMT6 for 2 circuits with PTC termistors, 24-240V ACDC, auto & man reset, test button | 93.4777 | 1
66167 | EMT6-DB | Termistor relay EMT6 for PTC termistors, 24-240V ACDC, auto & man reset, test button | 263.0524 | 1
66401 | EMT6-DB(230V) | Termistor relay EMT6 for PTC termistors, 230V AC, auto & man reset, test button | 209.6962 | 1
66168 | EMT6-DBK | Termistor relay EMT6 for PTC termistors, 24-240V ACDC, auto a man reset, test button, multifunction | 337.6868 | 1
269470 | EMT6-K | Termistor relay EMT6 for PTC termistors, 24-240V ACDC, with auto reset, trip with short-circuit | 149.2173 | 1
269471 | EMT6-KDB | Termistor relay EMT6 for PTC termistors,24-240V ACDC,auto a man reset, test button, protects sensor | 256.9454 | 1
143882 | EP102AP | #N/A | 101.5578 | #N/A
143882 | EP102AP | #N/A | 101.5578 | #N/A
143883 | EP103AP | #N/A | 126.5728 | #N/A
143867 | EP21AP | #N/A | 29.6566 | 1
143967 | EP21GLD125-OG | #N/A | 50.8923 | #N/A
143916 | EP21MP | #N/A | 79.6336 | #N/A
143884 | EP21ORG |  | 32.2196 | #N/A
143897 | EP21RG | #N/A | 45.563 | 1
143897 | EP21RG | #N/A | 45.563 | 1
143910 | EP21RK1 | #N/A | 38.0777 | #N/A
143868 | EP22AP | #N/A | 35.1486 | 1
143868 | EP22AP | #N/A | 35.1486 | 1
143968 | EP22GLD160-OG | Switch-disconnectors mounting unit Dumeco | 116.7959 | #N/A
143969 | EP22GLD250/400-OG | Switch-disconnectors mounting unit Dumeco | 117.7112 | #N/A
143943 | EP22GRC162-OG | #N/A | 92.8143 | 1
143943 | EP22GRC162-OG | #N/A | 92.8143 | 1
143928 | EP22GRT100-4-OG | #N/A | 62.7247 | #N/A
143924 | EP22GRT100-OG | #N/A | 91.8924 | #N/A
143924 | EP22GRT100-OG | #N/A | 91.8924 | #N/A
143938 | EP22GRT100R-OG | #N/A | 49.9925 | #N/A
143922 | EP22GRT2000-OG | #N/A | 367.4232 | #N/A
143925 | EP22GRT200-OG | #N/A | 313.7483 | #N/A
143939 | EP22GRT200R-OG | #N/A | 49.9925 | 1
143947 | EP22GRT3000R-OG | #N/A | 86.2239 | #N/A
143917 | EP22MP | #N/A | 107.0934 | 1
143917 | EP22MP | #N/A | 107.0934 | 1
143975 | EP22NZM1-OG | #N/A | 127.7392 | 1
143975 | EP22NZM1-OG | #N/A | 127.7392 | 1
195399 | EP22NZM2K-OG | Moulded-case Circuit Breaker - assembly unit | 164.2099 | #N/A
143976 | EP22NZM2-OG | #N/A | 119.5419 | #N/A
143885 | EP22ORG | #N/A | 46.58 | #N/A
143972 | EP22QSA063/125/160-OG | NH switch-disconnectors mounting unit size QSA | 114.7822 | #N/A
143898 | EP22RG | #N/A | 53.2721 | 1
143898 | EP22RG | #N/A | 53.2721 | 1
143911 | EP22RK2 | Top-hat rail mounting unit | 52.4788 | 1
184530 | EP22XNH001-4-OG | NH switch-disconnectors mounting unit, 160 A, WxH=250x300mm, 1x XNH00 4p, mounting on mounting plate | 131.4412 | #N/A
184527 | EP22XNH001-OG | NH switch-disconnectors mounting unit, 160 A, WxH=250x300mm, 1x XNH00 3p, mounting on mounting plate | 115.6975 | #N/A
184537 | EP22XNH001R-OG | NH switch-disconnectors mounting unit, 160 A, WxH=250x300mm, 1x XNH00 3p, busbar mounting | 86.2239 | #N/A
184528 | EP22XNH002-OG | #N/A | 146.0457 | #N/A
184538 | EP22XNH002R-OG | NH switch-disconnectors mounting unit, 160 A, WxH=250x300mm, 2x XNH00 3p, busbar mounting | 86.2239 | #N/A
143869 | EP23AP | #N/A | 47.5971 | #N/A
143945 | EP23GRC324-OG | #N/A | 136.2009 | #N/A
143930 | EP23GRT11-OG | NH switch-disconnectors mounting unit size 1 | 93.0579 | #N/A
143941 | EP23GRT11R-OG | #N/A | 61.414 | #N/A
143934 | EP23GRT12-OG | #N/A | 352.2569 | #N/A
143942 | EP23GRT12R-OG | #N/A | 61.414 | #N/A
143926 | EP23GRT400-OG | #N/A | 87.9394 | #N/A
143918 | EP23MP | #N/A | 121.9217 | #N/A
143977 | EP23NZM3K-OG | #N/A | 138.2146 | #N/A
143977 | EP23NZM3K-OG | #N/A | 138.2146 | #N/A
143978 | EP23NZM3R-OG | #N/A | 141.1436 | #N/A
143978 | EP23NZM3R-OG | #N/A | 141.1436 | #N/A
143886 | EP23ORG | #N/A | 62.8526 | #N/A
143886 | EP23ORG | #N/A | 62.8526 | #N/A
143899 | EP23RG | #N/A | 69.565 | #N/A
143899 | EP23RG | #N/A | 69.565 | #N/A
143912 | EP23RK2 | #N/A | 61.5101 | #N/A
193668 | EP23RK2-V |  | 112.8905 | #N/A
187907 | EP23XNH002R-OG | NH switch-disconnectors mounting unit, 160 A, WxH=250x450mm, 2x XNH00 3p, busbar mounting | 111.6701 | 1
184532 | EP23XNH11-OG | NH switch-disconnectors mounting unit, 250 A, WxH=250x450mm, 1x XNH1 3p, mounting on mounting plate | 190.3883 | #N/A
184540 | EP23XNH11R-OG | NH switch-disconnectors mounting unit, 250 A, WxH=250x450mm, 1x XNH1 3p, busbar mounting | 118.9927 | #N/A
184534 | EP23XNH21-OG | NH switch-disconnectors mounting unit, 400 A, WxH=250x450mm, 1x XNH2 3p, mounting on mounting plate | 147.3679 | #N/A
184541 | EP23XNH21R-OG | NH switch-disconnectors mounting unit, 400 A, WxH=250x450mm, 1x XNH2 3p, busbar mounting | 104.5305 | #N/A
193690 | EP23Z1-ZBR | Meter supporting plate simple, WxH = 250x450mm | 171.8987 | 1
143870 | EP24AP | #N/A | 65.5375 | #N/A
143949 | EP24GTL400-OG | #N/A | 408.8467 | #N/A
143887 | EP24ORG |  | 74.3247 | #N/A
143900 | EP24RG | #N/A | 95.7434 | #N/A
143900 | EP24RG | #N/A | 95.7434 | #N/A
143871 | EP25AP | #N/A | 134.3702 | #N/A
143888 | EP25ORG | Protection slab, open version | 148.8324 | #N/A
143901 | EP25RG | #N/A | 175.0108 | #N/A
143901 | EP25RG | #N/A | 175.0108 | #N/A
193691 | EP25Z2-ZBR | Meter supporting plate double, WxH = 250x750mm | 228.8321 | 1
143872 | EP51AP | #N/A | 45.0342 | 1
143872 | EP51AP | #N/A | 45.0342 | 1
143919 | EP51MP | #N/A | 115.1483 | #N/A
143889 | EP51ORG |  | 48.5124 | #N/A
143902 | EP51RG | #N/A | 59.8625 | 1
143902 | EP51RG | #N/A | 59.8625 | 1
143913 | EP51RK1 | #N/A | 55.1028 | #N/A
143873 | EP52AP | #N/A | 53.2721 | 1
143873 | EP52AP | #N/A | 53.2721 | 1
143944 | EP52GRC405-OG | #N/A | 118.4435 | 1
143944 | EP52GRC405-OG | #N/A | 118.4435 | 1
143929 | EP52GRT300-4-OG | #N/A | 91.1224 | #N/A
143927 | EP52GRT400-OG | #N/A | 89.9366 | #N/A
143940 | EP52GRT400R-OG | #N/A | 70.027 | 1
143923 | EP52GRT5000-OG | #N/A | 99.6106 | #N/A
143948 | EP52GRT6000R-OG | #N/A | 118.4435 | #N/A
143920 | EP52MP | #N/A | 154.6905 | #N/A
143920 | EP52MP | #N/A | 154.6905 | #N/A
143890 | EP52ORG | #N/A | 58.581 | #N/A
143973 | EP52QSA250/400-OG | #N/A | 160.9147 | #N/A
143903 | EP52RG | #N/A | 77.986 | 1
143903 | EP52RG | #N/A | 77.986 | 1
143914 | EP52RK2 | #N/A | 68.8327 | #N/A
184531 | EP52XNH003-4-OG | NH switch-disconnectors mounting unit, 160 A, WxH=500x300mm, 3x XNH00 4p, mounting on mounting plate | 188.5577 | #N/A
184529 | EP52XNH004-OG | NH switch-disconnectors mounting unit, 160 A, WxH=500x300mm, 4x XNH00 3p, mounting on mounting plate | 179.2213 | #N/A
184539 | EP52XNH004R-OG | NH switch-disconnectors mounting unit, 160 A, WxH=500x300mm, 4x XNH00 3p, busbar mounting | 118.4435 | #N/A
143874 | EP53AP | #N/A | 70.2972 | #N/A
143874 | EP53AP | #N/A | 70.2972 | #N/A
143971 | EP53GLD1250/1600-OG | #N/A | 190.3883 | #N/A
143970 | EP53GLD630/1000-OG | Switch-disconnectors mounting unit Dumeco | 175.3769 | #N/A
143946 | EP53GRC405-OG | #N/A | 129.4274 | #N/A
143932 | EP53GRT11-4-OG | #N/A | 92.6204 | #N/A
143937 | EP53GRT13-4-OG | #N/A | 102.7936 | #N/A
143936 | EP53GRT13-OG | #N/A | 100.9836 | #N/A
143931 | EP53GRT21-OG | NH switch-disconnectors mounting unit size 1 | 123.5202 | #N/A
143935 | EP53GRT22-OG | #N/A | 101.2957 | #N/A
143921 | EP53MP | #N/A | 186.727 | #N/A
143891 | EP53ORG | #N/A | 78.9013 | #N/A
143974 | EP53QSA630-OG | #N/A | 203.2029 | #N/A
143904 | EP53RG | #N/A | 102.1507 | 1
143915 | EP53RK2 | #N/A | 87.1393 | #N/A
184533 | EP53XNH11-4-OG | NH switch-disconnectors mounting unit, 250 A, WxH=500x450mm, 1x XNH1 4p, mounting on mounting plate | 192.219 | #N/A
184535 | EP53XNH22-OG | NH switch-disconnectors mounting unit, 400 A, WxH=500x450mm, 2x XNH2 3p, mounting on mounting plate | 192.219 | #N/A
184536 | EP53XNH31-OG |  | 192.219 | #N/A
143875 | EP54AP | #N/A | 96.8417 | #N/A
143950 | EP54GTL900-OG | #N/A | 551.0277 | #N/A
143892 | EP54ORG | #N/A | 113.5007 | #N/A
143905 | EP54RG | #N/A | 150.2969 | #N/A
143876 | EP55AP | #N/A | 161.4639 | #N/A
143955 | EP55GTL4-OG | #N/A | 223.3401 | #N/A
143979 | EP55NZM4K-OG | #N/A | 235.9513 | #N/A
143980 | EP55NZM4R-OG | #N/A | 214.1869 | #N/A
143893 | EP55ORG |  | 201.3723 | #N/A
143906 | EP55RG | #N/A | 236.1547 | #N/A
143906 | EP55RG | #N/A | 236.1547 | #N/A
143877 | EP71AP | #N/A | 126.8645 | 1
143877 | EP71AP | #N/A | 126.8645 | 1
143878 | EP72AP | #N/A | 147.0017 | 1
143878 | EP72AP | #N/A | 147.0017 | 1
143894 | EP72ORG | #N/A | 141.1436 | #N/A
143907 | EP72RG | #N/A | 162.5623 | 1
143879 | EP73AP | #N/A | 168.9696 | 1
143879 | EP73AP | #N/A | 168.9696 | 1
143933 | EP73GRT21-4-OG | #N/A | 151.0386 | #N/A
143895 | EP73ORG | #N/A | 181.4181 | #N/A
143895 | EP73ORG | #N/A | 181.4181 | #N/A
143908 | EP73RG | #N/A | 212.3562 | 1
143880 | EP74AP | #N/A | 184.8963 | #N/A
143880 | EP74AP | #N/A | 184.8963 | #N/A
143951 | EP74GTL1400-OG | #N/A | 948.2803 | #N/A
143896 | EP74ORG | #N/A | 208.6949 | #N/A
143909 | EP74RG | #N/A | 259.9533 | #N/A
143881 | EP75AP | #N/A | 216.0175 | #N/A
143956 | EP75GTL7-OG | #N/A | 280.0905 | #N/A
143985 | EPAB-TSMP | #N/A | 33.501 | 1
143985 | EPAB-TSMP | #N/A | 33.501 | 1
143986 | EPAW-TS | #N/A | 10.3615 | 1
172759 | EPAW-TS15 | Surface mounting angle for mounting rail | 10.5397 | #N/A
193688 | EPBR-KB12 | Fixing set for 4-phase busbar BPZ-KB-12/250 in EP-system | 37.1623 | 1
193689 | EPBR-KB24 | Fixing set for for 4-phase busbar BPZ-KB-24/250 in EP-system | 25.8123 | 1
193687 | EPCL095-75X35 | Cable routing shackle of plastic 75x35mm, black | 3.856 | 10
144027 | EPGE4 | Push fit plug M4 | 8.7139 | #N/A
144030 | EPHHS-M8X16 | #N/A | 0.31121 | 100
72906 | E-PKZ0 | Insulated enclosure for flush mounting for PKZM0 | 13.7055 | 1
281633 | E-PKZ01 | Insulated enclosure for flush mounting for PKZM01 | 13.6669 | 1
281634 | E-PKZ01-G | Insulated enclosure for flush mounting for PKZM01 | 21.5739 | 1
281637 | E-PKZ01-PVS | Insulated enclosure for flush mounting for PKZM01 | 73.2201 | 1
281636 | E-PKZ01-PVT | Insulated enclosure for flush mounting for PKZM01 | 44.7935 | 1
281635 | E-PKZ01-SVB | Insulated enclosure for flush mounting for PKZM01 | 28.8638 | 1
281943 | E-PKZ01-SVB-V | Insulated enclosure for flush mounting for PKZM01 | 28.8638 | 1
289935 | E-PKZ01-X | Insulated enclosure for flush mounting for PKZM01 | 12.3941 | 1
72907 | E-PKZ0-G | Insulated enclosure for flush mounting for PKZM0 | 21.9467 | 1
72908 | E-PKZ0-GR | Insulated enclosure for flush mounting for PKZM0 | 21.4582 | 1
144029 | EPLHS-4,2X16 | #N/A | 0.20137 | 100
144028 | EPLHS-M4X8 | Spare screw for mounting plate MIP…-KLV | 0.22375 | 100
143992 | EPMP53 | #N/A | 71.7617 | #N/A
143854 | EPTH1000 | #N/A | 17.6658 | #N/A
143858 | EPTH1000D | Mounting rail, horizontal, double type | 22.7001 | #N/A
143855 | EPTH1250 | #N/A | 20.3203 | 1
143859 | EPTH1250D | Mounting rail, horizontal, double type | 23.4324 | #N/A
143851 | EPTH250 | #N/A | 8.5858 | #N/A
143852 | EPTH500 | #N/A | 11.3684 | 1
143856 | EPTH500D | #N/A | 16.5491 | #N/A
143853 | EPTH750 | #N/A | 14.4622 | 1
143857 | EPTH750D | Mounting rail, horizontal, double type | 19.588 | #N/A
193680 | EPTP1100-BP400 | Crossbar, cross support, for busbar bracket in xE Basic W=1100mm | 53.8213 | 1
193685 | EPTP1100-XVTL400 | Crossbar, cross support, for busbar bracket in xE Basic W=1100mm | 66.819 | 1
193681 | EPTP1350-BP400 | Crossbar, cross support, for busbar bracket in xE Basic W=1350mm | 59.3133 | 1
193686 | EPTP1350-XVTL400 | Crossbar, cross support, for busbar bracket in xE Basic W=1350mm | 72.3109 | 1
193676 | EPTP350-BP400 | Crossbar, cross support, for busbar bracket in xE Basic W=350mm | 37.5285 | 1
193682 | EPTP350-XVTL400 | Crossbar, cross support, for busbar bracket in xE Basic W=425mm | 51.4415 | 1
193678 | EPTP600-BP400 | Crossbar, cross support, for busbar bracket in xE Basic W=600mm | 42.8374 | 1
193683 | EPTP600-XVTL400 | Crossbar, cross support, for busbar bracket in xE Basic W=600mm | 55.4689 | 1
193679 | EPTP850-BP400 | Crossbar, cross support, for busbar bracket in xE Basic W=850mm | 47.5971 | 1
193684 | EPTP850-XVTL400 | Crossbar, cross support, for busbar bracket in xE Basic W=850mm | 60.9609 | 1
144001 | EPTS15-0250 | #N/A | 11.6979 | #N/A
144001 | EPTS15-0250 | #N/A | 11.6979 | #N/A
152852 | EPTS15-0250-UI-TS | #N/A | 4.0144 | #N/A
144002 | EPTS15-0500 | #N/A | 17.9771 | #N/A
144002 | EPTS15-0500 | #N/A | 17.9771 | #N/A
152853 | EPTS15-0500-UI-TS | #N/A | 6.1114 | #N/A
144003 | EPTS15-0750 | #N/A | 26.7276 | #N/A
144003 | EPTS15-0750 | #N/A | 26.7276 | #N/A
152854 | EPTS15-0750-UI-TS | #N/A | 9.0473 | #N/A
144004 | EPTS15-1000 | #N/A | 33.1349 | #N/A
144004 | EPTS15-1000 | #N/A | 33.1349 | #N/A
144005 | EPTS15-1250 | #N/A | 40.0914 | #N/A
144005 | EPTS15-1250 | #N/A | 40.0914 | #N/A
143996 | EPTS7-0250 |  | 5.8988 | 1
143997 | EPTS7-0500 | Mounting rail 35x7.5mm | 8.3844 | 1
143998 | EPTS7-0750 | #N/A | 11.5881 | #N/A
143999 | EPTS7-1000 | #N/A | 15.4324 | #N/A
144000 | EPTS7-1250 | #N/A | 18.4896 | #N/A
144006 | EPTSG15-0250 | #N/A | 4.3689 | #N/A
144006 | EPTSG15-0250 | #N/A | 4.3689 | #N/A
144007 | EPTSG15-0500 | #N/A | 7.2499 | #N/A
144007 | EPTSG15-0500 | #N/A | 7.2499 | #N/A
144008 | EPTSG15-0750 | #N/A | 10.7974 | #N/A
144009 | EPTSG15-1000 | #N/A | 13.4811 | #N/A
144010 | EPTSG15-1250 | #N/A | 16.2972 | #N/A
144010 | EPTSG15-1250 | #N/A | 16.2972 | #N/A
143860 | EPTV | #N/A | 9.9222 | 1
143860 | EPTV | #N/A | 9.9222 | 1
143862 | EPTV05 | #N/A | 7.9634 | 1
143863 | EPTV05-E | Mounting rail connector, half type | 6.2446 | #N/A
143844 | EPTV1050 | #N/A | 18.3066 | 1
143844 | EPTV1050 | #N/A | 18.3066 | 1
143845 | EPTV1200 | #N/A | 19.7711 | #N/A
143845 | EPTV1200 | #N/A | 19.7711 | #N/A
143846 | EPTV1350 | #N/A | 21.7848 | #N/A
143846 | EPTV1350 | #N/A | 21.7848 | #N/A
143838 | EPTV150 |  | 7.5057 | #N/A
143847 | EPTV1500 | #N/A | 24.5308 | 1
143847 | EPTV1500 | #N/A | 24.5308 | 1
143848 | EPTV1650 | #N/A | 26.3615 | #N/A
143849 | EPTV1800 | #N/A | 28.0091 | 1
143849 | EPTV1800 | #N/A | 28.0091 | 1
143850 | EPTV1950A-BP | #N/A | 28.0091 | 1
143839 | EPTV300 | #N/A | 9.2448 | 1
143839 | EPTV300 | #N/A | 9.2448 | 1
143840 | EPTV450 | #N/A | 11.0206 | #N/A
143841 | EPTV600 | #N/A | 14.0757 | #N/A
143837 | EPTV65 | Mounting rail vertical | 6.627 | #N/A
143842 | EPTV750 | #N/A | 14.9931 | #N/A
143843 | EPTV900 | #N/A | 16.5491 | 1
143843 | EPTV900 | #N/A | 16.5491 | 1
143861 | EPTV-E | #N/A | 7.1762 | #N/A
65190 | ES16 | Individual key to RMQ16 - Black | 6.8656 | 1
30744 | ES16-BL | Individual key to RMQ16 - Blue | 6.8656 | 1
30742 | ES16-GN | Individual key to RMQ16 - Green | 6.8656 | 1
30741 | ES16-RT | Individual key to RMQ16 - Red | 6.8656 | 1
30743 | ES16-WS | Individual key to RMQ16 - White | 6.8656 | 1
116953 | ES4A-221-DMX-SIM | Simulator I/O for ES4P-221-… | 340.9337 | 1
111461 | ES4A-MEM-CARD1 | Memory module for easySafety | 81.4941 | 1
111017 | ES4P-221-DMXD1 | Easy Safety (14 I, 4 TO, 1 RO, with display) | 1619.7908 | 1
111016 | ES4P-221-DMXX1 | Easy Safety (14 I, 4 TO, 1 RO, without display) | 1537.7894 | 1
111019 | ES4P-221-DRXD1 | Easy Safety (14 I, 4 RO, with display) | 1662.4628 | 1
111018 | ES4P-221-DRXX1 | Easy Safety (14 I, 4 RO, without display) | 1582.3 | 1
115126 | ES4P-BOX-221-DMXD1 | Easy Safety Start Box | 1675.0909 | 1
107068 | ES-BBS-3/FL | SASY, End cover for support BBS-3/FL | 8.4876 | 10
107164 | ES-BBS-3/PR | SASY, End cover for support BBS-3/PR | 8.9813 | 4
231973 | ES-KMS(*)-T0 | Key | 13.7856 | 1
231972 | ES-KMS1-T0 | Key | 12.7981 | 1
111460 | ESP-SOFT | EasySafety Software | 8.6062 | 1
180413 | ESR5-BWS-31-24VAC-DC | Electronic safety relay, 24V AC/DC, 3 NO & 1 NC cont, dual-channel, PL e, for OSSD output | 297.6872 | 1
118707 | ESR5-NE-51-24VAC-DC | Expansion module for safety relay, 24V AC/DC, 5 NO & 1NC cont., non-delayed, PL e | 297.0975 | 1
118700 | ESR5-NO-21-24VAC-DC | Electronic safety relay, 24V AC/DC, 2 NO & 1 NC cont., dual-channel, PL e | 376.7718 | 1
119380 | ESR5-NO-31-230VAC | Electronic safety relay, 230V AC, 3 NO & 1 NC cont., dual-channel, PL e | 296.5575 | 1
118702 | ESR5-NO-31-24VAC-DC | Electronic safety relay, 24V AC/DC, 3 NO & 1 NC cont. dual-channel, PL e | 408.4769 | 1
191796 | ESR5-NO-31-UC | Electronic safety relay, 24-230V AC/DC, 3 NO & 1 NC cont. dual-channel, PL e | 437.1197 | #N/A
118701 | ESR5-NO-41-24VAC-DC | Electronic safety relay, 24V AC/DC, 4 NO & 1 NC cont., single-channel, PL c | 327.7612 | 1
153152 | ESR5-NOS-31-230VAC | Electronic safety relay, 230V AC, 3 NO & 1 NC cont., single-channel, PL c | 252.1797 | 1
118705 | ESR5-NV3-30 | Electronic safety relay, 24V DC, 3 NO cont. dual-channel off-delayed, PL e | 563.7627 | 1
171858 | ESR5-NV3-300 | Electronic safety relay, 24V DC, 3NO cont. + 2NO cont off-delayed, 1NC cont.,dual-chann,PLe | 647.9402 | 1
118703 | ESR5-NZ-21-24VAC-DC | Electronic safety relay for two-hand operation, 24V AC/DC, 2 NO & 1 NC cont., dual-channel, PL e | 400.0556 | 1
118706 | ESR5-VE3-42 | Expansion module for safety relay, 24V AC/DC, 4 NO & 2NC cont., off-delayed, PL e | 409.939 | 1
231985 | ES-TM-KABA-SCHALTER | Key | 23.5276 | 1
231986 | ES-TM-RONIS-SCHALTER | Key | 23.5276 | 1
174185 | ETN-IKA | Eaton Logo IKA | 15.4431 | 10
262684 | ETR2-11 | Timing relay, On-delayed, 24-240V AC, 24-48V DC, Ie=3A, Ith=6A, 1 SO cont., timing function 11 | 126.2677 | 1
119426 | ETR2-11-D | Time relay, On-delayed, 24-240V AC, 24-48V DC, Ie=3A, Ith=6A, 2 SO cont., timing function 11 | 145.116 | 1
262686 | ETR2-12 | Timing relay, Off-delayed, 24-240V AC, 24-48V DC, Ie=3A, Ith=6A, 1 SO cont., timing function 12 | 134.3676 | 1
119427 | ETR2-12-D | Time relay, Off-delayed, 24-240V AC, 24-48V DC, Ie=3A, Ith=6A, 2 SO cont., timing function 12 | 145.116 | 1
262687 | ETR2-21 | Timing relay, 24-240V AC, 24-48V DC, Ie=3A, Ith=6A, 1 SO cont., timing function 21 | 126.2677 | 1
262688 | ETR2-42 | Timing relay, 24-240V AC, 24-48V DC, Ie=3A, Ith=6A, 1 SO cont., timing function 42 | 126.2677 | 1
262730 | ETR2-44 | Timing relay, 24-240V AC, 24-48V DC, Ie=3A, Ith=6A, 1 SO cont., timing function 44 | 144.8717 | 1
262689 | ETR2-69 | Timing relay, Multifunctional,, 24-240V AC, 24-48V DC, Ie=3A, Ith=6A, 1 SO cont., timing function 69 | 144.8717 | 1
119428 | ETR2-69-D | Time relay, Multifunctional, 24-240V AC, 24-48V DC, Ie=3A, Ith=6A, 2 SO cont., timing function 69 | 201.3521 | 1
31882 | ETR4-11-A | Timing relay with delayed operation, 24-240V DC/50Hz/60Hz, T=0,05s to 6000s | 120.4435 | 1
31883 | ETR4-11-W | Timing relay with delayed operation, 400V 50Hz/60Hz, T=0,05s to 3600s | 120.2378 | 1
31884 | ETR4-51-A | Timing relay for star/delta switchover, 24-240V DC/50Hz/60Hz, T=3s to 60s | 131.5391 | 1
31885 | ETR4-51-W | Timing relay for star/delta switchover, 400V 50Hz/60Hz, T=3,5s to 60s | 136.9132 | 1
31891 | ETR4-69-A | Multifunction relay, 1 switch-over contact, 24-240V DC/50Hz/60Hz, T=0,05s to 6000s | 168.5155 | 1
31887 | ETR4-69-W | Multifunction relay, 1 switch-over contact, 400V 50Hz/60Hz, T=0,05s to 3600s | 164.2599 | 1
31888 | ETR4-70-A | Multifunction relay, 2 switch-over contacts, 24-240V DC/50Hz/60Hz, T=0,05s to 6000s | 211.2519 | 1
105734 | ETR4-70B-AB | #N/A | 216.5489 | 1
105735 | ETR4-70B-AC | #N/A | 216.5489 | 1
83094 | ETS4-VS3 | Amplification module, 24V DC | 56.8404 | 1
174717 | EU1E-SWD-1AX-1 | SWD; Analog module T-connector, 1 input 0-10 VDC | 132.804 | #N/A
174718 | EU1E-SWD-1AX-2 | SWD; Analog module T-connector, 1 input 0-20 mA | 132.804 | #N/A
174721 | EU1E-SWD-1CX | SWD; Counter module T-connector, 1 input for incremental encoder | 199.2963 | #N/A
174710 | EU1E-SWD-1DX | SWD; Digital module T-connector, 1 digital input | 83.0552 | #N/A
174719 | EU1E-SWD-1XA-1 | SWD; Analog module T-connector, 1 output 0-10 VDC | 149.4271 | #N/A
174720 | EU1E-SWD-1XA-2 | SWD; Analog module T-connector, 1 output 0-20 mA | 149.4271 | #N/A
174715 | EU1E-SWD-2DD | SWD, Digital module T-connector, 2 configurable inputs / outputs | 291.9135 | 1
174711 | EU1E-SWD-2DX | SWD, Digital module T-connector, 2 digital inputs | 271.4694 | 1
191089 | EU1H-SWD-1XD-1 | SWD; Module for 2-way hydraulic valve IP65 | 170.6878 | #N/A
191090 | EU1H-SWD-2XD-1 | SWD; Module for 3-way hydraulic valve IP65 | 204.1749 | #N/A
174724 | EU1S-SWD-PF1-2 | SWD, Power supply module T-connector | 127.641 | 1
174734 | EU2A-SWD-PBWN | SWD; Modul to set up a local SWD network with SWD modules IP67 | 89.6803 | #N/A
174725 | EU2E-SWD-2DX | SWD; Digital module T-connector, 2 digital inputs | 166.0502 | #N/A
174733 | EU2E-SWD-2PT | SWD; Analog module T-connector, 1 input for PT100/PT1000/Ni1000 | 332.1003 | #N/A
174732 | EU2E-SWD-4DD | SWD, Digital module T-connector, 4 configurable inputs / outputs | 506.3072 | 1
180406 | EU2E-SWD-4DD-1 | SWD; Digital module T-connector, 4 configurable inputs / outputs | 318.8501 | #N/A
174726 | EU2E-SWD-4DX | SWD, Digital module T-connector, 4 digital inputs | 465.4789 | 1
106409 | EU4A-MEM-CARD1 | Memory card for EC4P | 140.9758 | 1
106726 | EU4A-RJ45-CAB1 | Programming cable | 112.3165 | 1
115387 | EU4A-RJ45-CAB2 | Cable for MFD-CP4-CO | 39.0281 | 1
115735 | EU4A-RJ45-USB-CAB1 | Connection cable EC4 | 266.7059 | 1
116307 | EU5C-SWD-CAN | SWD, Gateway CANopen | 486.9492 | 1
116308 | EU5C-SWD-DP | SWD, Gateway Profibus-DP | 475.8058 | 1
153163 | EU5C-SWD-EIP-MODTCP | SWD, Gateway EtherNet/IP / Modbus TCP | 830.4158 | 1
177354 | EU5C-SWD-ETHERCAT | SWD, Gateway Ethercat | 1186.7193 | 1
116309 | EU5C-SWD-PF1-1 | SWD, Powerfeed 1 | 91.5742 | 1
116380 | EU5C-SWD-PF2-1 | SWD, Powerfeed 2 | 221.1814 | 1
171797 | EU5C-SWD-POWERLINK | SWD, Gateway Powerlink | 1112.5569 | 1
170124 | EU5C-SWD-PROFINET | SWD, Gateway Profinet | 1133.1216 | 1
184982 | EU5C-SWD-SERCOS | SWD; Gateway SERCOS III | 882.469 | #N/A
144063 | EU5E-SWD-2A2A | SWD, Analog module, 2 inputs U/I, 2 outputs U/I | 448.1284 | 1
144063 | EU5E-SWD-2A2A | SWD, Analog module, 2 inputs U/I, 2 outputs U/I | 448.1284 | 1
144062 | EU5E-SWD-4AX | SWD, Analog module, 4 inputs U/I | 373.4382 | 1
144062 | EU5E-SWD-4AX | SWD, Analog module, 4 inputs U/I | 373.4382 | 1
116383 | EU5E-SWD-4D2R | SWD, Digital module, 4 inputs, 2 outputs | 163.688 | 1
116382 | EU5E-SWD-4D4D | SWD, Digital module, 4 inputs, 4 outputs | 176.4448 | 1
191941 | EU5E-SWD-4D4D-R | SWD; Digital module, 4 inputs, 4 outputs | 178.7584 | #N/A
144060 | EU5E-SWD-4DX | SWD, Digital module, 4 inputs, 3 conductor | 300.0073 | 1
144060 | EU5E-SWD-4DX | SWD, Digital module, 4 inputs, 3 conductor | 300.0073 | 1
144064 | EU5E-SWD-4PT | SWD, 4 temperature inputs | 537.8427 | 1
144064 | EU5E-SWD-4PT | SWD, 4 temperature inputs | 537.8427 | 1
172560 | EU5E-SWD-4PT-2 | SWD, 4 temperature inputs | 512.8421 | 1
116381 | EU5E-SWD-8DX | SWD, Digital module, 8 inputs | 151.4314 | 1
144061 | EU5E-SWD-X8D | SWD, Digital module, 8 transistor outputs | 251.135 | 1
144061 | EU5E-SWD-X8D | SWD, Digital module, 8 transistor outputs | 251.135 | 1
183264 | EU6E-SWD-2D2D-1 | SWD; I/O multiblock module, 2 digital inputs, 2 digital outputs 0.5A, with supply | 409.9759 | #N/A
183265 | EU6E-SWD-2D2D-2 | SWD; I/O multiblock module, 2 digital inputs, 2 digital outputs 2A, with supply | 405.1576 | #N/A
183266 | EU6E-SWD-4D4D-1 | SWD; I/O multiblock module, 4 digital inputs, 4 digital outputs 0.5A, with supply | 644.0843 | #N/A
183267 | EU6E-SWD-4D4D-2 | SWD; I/O multiblock module, 4 digital inputs, 4 digital outputs 2A, with supply | 677.9328 | #N/A
174735 | EU6E-SWD-4DX | SWD; I/O multiblock module, 4 digital inputs | 317.8262 | #N/A
183268 | EU6E-SWD-4XD-1 | SWD; I/O multiblock module, 4 digital outputs 0.5A | 414.1919 | #N/A
183269 | EU6E-SWD-4XD-2 | SWD; I/O multiblock module, 4 digital outputs 2A | 423.708 | #N/A
174742 | EU6E-SWD-8DD | SWD; I/O multiblock module, 8 configurable inputs/outputs 0.5A | 610.1756 | #N/A
174736 | EU6E-SWD-8DX | SWD; I/O multiblock module, 8 digital inputs | 508.5098 | #N/A
183270 | EU6E-SWD-8XD-1 | SWD; I/O multiblock module, 8 digital outputs 0.5A | 694.9172 | #N/A
174750 | EU8E-SWD-16DD | SWD; I/O multiblock module, 16 configurable inputs/outputs 0.5A | 1220.2911 | #N/A
174744 | EU8E-SWD-16DX | SWD; I/O multiblock module, 16 digital inputs | 1016.9594 | #N/A
183271 | EU8E-SWD-16XD-1 | SWD; I/O multiblock module, 16 digital outputs 0.5A, with supply | 1305.0929 | #N/A
183272 | EU8E-SWD-4D4D-1 | SWD; I/O multiblock module, 4 digital inputs, 4 digital outputs 0.5A, with supply | 644.0843 | #N/A
183273 | EU8E-SWD-8D8D-1 | SWD; I/O multiblock module, 8 digital inputs, 8 digital outputs 0.5A, with supply | 1203.3066 | #N/A
183274 | EU8E-SWD-8XD-1 | SWD; I/O multiblock module, 8 digital outputs 0.5A, with supply | 694.9172 | #N/A
2299 | EVB-ID | #N/A | 18.8235 | 1
291466 | EVG-16/1PHAS/12MODUL | Interconnecting bar 12x 1-pole, In=80A, 16mm2 | 7.1268 | 1
291464 | EVG-16/1PHAS/2MODUL | Interconnecting bar 2x 1-pole, In=80A, 16mm2 | 2.5632 | 1
291479 | EVG-16/1PHAS/2MODUL/HI | Interconnecting bar 2x 1-pole+auxilliary contact, In=80A, 16mm2 | 3.3759 | 1
291465 | EVG-16/1PHAS/6MODUL | Interconnecting bar 6x 1-pole, In=80A, 16mm2 | 5.2965 | 1
291480 | EVG-16/1PHAS/6MODUL/HI | Interconnecting bar 6x 1-pole+auxilliary contact, In=80A, 16mm2 | 6.924 | 1
291481 | EVG-16/1PHAS/9MODUL/HI | Interconnecting bar 9x 1-pole+auxilliary contact, In=80A, 16mm2 | 7.3144 | 1
291484 | EVG-16/2PHAS/10MODUL/HI | Interconnecting bar 5x 1+N-pole+auxilliary contact, In=80A,16mm2 | 15.7988 | 1
291469 | EVG-16/2PHAS/12MODUL | Interconnecting bar 6x 1+N-pole, In=80A, 16mm2 | 14.1631 | 1
291467 | EVG-16/2PHAS/4MODUL | Interconnecting bar 2x 1+N-pole, In=80A, 16mm2 | 6.8768 | 1
291482 | EVG-16/2PHAS/4MODUL/HI | Interconnecting bar 2x 1+N-pole+auxilliary contact, In=80A,16mm2 | 7.3736 | 1
291468 | EVG-16/2PHAS/6MODUL | Interconnecting bar 3x 1+N-pole, In=80A, 16mm2 | 7.877 | 1
291483 | EVG-16/2PHAS/6MODUL/HI | Interconnecting bar 3x 1+N-pole+auxilliary contact, In=80A,16mm2 | 10.2685 | 1
291472 | EVG-16/3PHAS/12MODUL | Interconnecting bar 4x 3-pole, In=80A, 16mm2 | 11.2488 | 1
291486 | EVG-16/3PHAS/12MODUL/HI | Interconnecting bar 4x 3-pole+auxilliary contact, In=80A, 16mm2 | 20.6799 | 1
291473 | EVG-16/3PHAS/16MODUL | Interconnecting bar 5x 3-pole, In=80A, 16mm2 | 21.1929 | 1
291474 | EVG-16/3PHAS/20MODUL | Interconnecting bar 6x 3-pole, In=80A, 16mm2 | 26.5068 | 1
291470 | EVG-16/3PHAS/6MODUL | Interconnecting bar 2x 3-pole, In=80A, 16mm2 | 6.5278 | 1
291485 | EVG-16/3PHAS/6MODUL/HI | Interconnecting bar 2x 3-pole+auxilliary contact, In=80A, 16mm2 | 11.0864 | 1
291471 | EVG-16/3PHAS/9MODUL | Interconnecting bar 3x 3-pole, In=80A, 16mm2 | 12.4495 | 1
291477 | EVG-16/3PHAS/N/5MODUL/LS | Interconnecting bar 3-pole, (3+1)+5x1, In=80A, 16mm2 | 15.4415 | 1
291478 | EVG-16/3PHAS/N/8MODUL/LS | Interconnecting bar 3-pole, (3+1)+8x1, In=80A, 16mm2 | 18.5047 | 1
291487 | EVG-16/3x1PHAS/6MODUL/HI | Interconnecting bar 3-pole,6x(1+auxilliary contact),In=80A,16mm2 | 11.878 | 1
291488 | EVG-16/3x1PHAS/8MODUL/HI | Interconnecting bar 3-pole,8x(1+auxilliary contact),In=80A,16mm2 | 16.2542 | 1
291489 | EVG-16/3x1PHAS/9MODUL/HI | Interconnecting bar 3-pole,9x(1+auxilliary contact),In=80A,16mm2 | 18.2547 | 1
291476 | EVG-16/4PHAS/12MODUL | Interconnecting bar 3x 3+N-pole, In=80A, 16mm2 | 22.8184 | 1
291475 | EVG-16/4PHAS/8MODUL | Interconnecting bar 2x 3+N-pole, In=80A, 16mm2 | 14.0036 | 1
215637 | EVG-1PHAS/12MODUL | Interconnecting bar 12x 1-pole, In=63A, 10mm2 | 2.2546 | 1
215646 | EVG-1PHAS/2MODUL | Interconnecting bar 2x 1-pole, In=63A, 10mm2 | 2.1255 | 1
215655 | EVG-1PHAS/2MODUL/HI | Interconnecting bar 2x 1-pole+auxilliary contact, In=63A, 10mm2 | 2.8757 | 1
215638 | EVG-1PHAS/6MODUL | Interconnecting bar 6x 1-pole, In=63A, 10mm2 | 2.8132 | 1
215656 | EVG-1PHAS/9MODUL/HI | Interconnecting bar 9x 1-pole+auxilliary contact, In=63A, 10mm2 | 4.4386 | 1
215657 | EVG-2PHAS/10MODUL/HI | Interconnecting bar 5x 1+N-pole+auxilliary contact, In=63A,10mm2 | 6.748 | 1
215641 | EVG-2PHAS/12MODUL | Interconnecting bar 6x 1+N-pole, In=63A, 10mm2 | 13.816 | 1
268220 | EVG-2PHAS/4MODUL | Interconnecting bar 2x 1+N-pole, In=63A, 10mm2 | 3.8135 | 1
219573 | EVG-2PHAS/4MODUL/HI | Interconnecting bar 2x 1+N-pole+auxilliary contact, In=63A,10mm2 | 7.3144 | 1
215642 | EVG-2PHAS/6MODUL | Interconnecting bar 3x 1+N-pole, In=63A, 10mm2 | 3.9439 | 1
105215 | EVG-3P+3N/16MODUL | Interconnecting bar 8x 3x(1+N), In=63A, 10mm2 | 20.6303 | 1
274161 | EVG-3P+3N/18MODUL | Interconnecting bar 9x 3x(1+N), In=63A, 10mm2 | 23.8186 | 1
215639 | EVG-3PHAS/12MODUL | Interconnecting bar 4x 3-pole, In=63A, 10mm2 | 8.9758 | 1
215658 | EVG-3PHAS/12MODUL/HI | Interconnecting bar 4x 3-pole+auxilliary contact, In=63A, 10mm2 | 13.691 | 1
285381 | EVG-3PHAS/16MODUL | Interconnecting bar 5x 3-pole, In=63A, 10mm2 | 13.2534 | 1
285383 | EVG-3PHAS/20MODUL | Interconnecting bar 6x 3-pole, In=63A, 10mm2 | 16.3792 | 1
215640 | EVG-3PHAS/6MODUL | Interconnecting bar 2x 3-pole, In=63A, 10mm2 | 3.2969 | 1
216411 | EVG-3PHAS/6MODUL/HI | Interconnecting bar 2x 3-pole+auxilliary contact, In=63A, 10mm2 | 6.0641 | 1
215645 | EVG-3PHAS/9MODUL | Interconnecting bar 3x 3-pole, In=63A, 10mm2 | 4.7276 | 1
215659 | EVG-3PHAS/N/5MODUL/LS | Interconnecting bar 3-pole, (3+1)+5x1, In=63A, 10mm2 | 14.6913 | 1
215660 | EVG-3PHAS/N/8MODUL/LS | Interconnecting bar 3-pole, (3+1)+8x1, In=63A, 10mm2 | 20.3177 | 1
215643 | EVG-4PHAS/12MODUL | Interconnecting bar 3x 3+N-pole, In=63A, 10mm2 | 10.989 | 1
215644 | EVG-4PHAS/8MODUL | Interconnecting bar 2x 3+N-pole, In=63A, 10mm2 | 5.6607 | 1
193157 | EWK-G13/31 | Wall-mounted enclosure EWK complete, IP31, 36 SU, protection class II, HxWxD=500x300x225mm | 405.0716 | 1
193158 | EWK-G14/31 | Wall-mounted enclosure EWK complete, IP31, 48 SU, protection class II, HxWxD=650x300x225mm | 463.8754 | 1
193159 | EWK-G15/31 | Wall-mounted enclosure EWK complete, IP31, 60 SU, protection class II, HxWxD=800x300x225mm | 480.7132 | 1
193160 | EWK-G16/31 | Wall-mounted enclosure EWK complete, IP31, 72 SU, protection class II, HxWxD=950x300x225mm | 557.3831 | 1
193161 | EWK-G23/31 | Wall-mounted enclosure EWK complete, IP31, 72 SU, protection class II, HxWxD=500x550x225mm | 553.8485 | 1
193162 | EWK-G24/31 | Wall-mounted enclosure EWK complete, IP31, 96 SU, protection class II, HxWxD=650x550x225mm | 651.405 | 1
193163 | EWK-G25/31 | Wall-mounted enclosure EWK complete, IP31, 120 SU, protection class II, HxWxD=800x550x225mm | 689.258 | 1
193164 | EWK-G26/31 | Wall-mounted enclosure EWK complete, IP31, 144 SU, protection class II, HxWxD=950x550x225mm | 792.2129 | 1
193165 | EWK-G33/31 | Wall-mounted enclosure EWK complete, IP31, 108 SU, protection class II, HxWxD=500x800x225mm | 724.7331 | 1
193166 | EWK-G34/31 | Wall-mounted enclosure EWK complete, IP31, 144 SU, protection class II, HxWxD=650x800x225mm | 854.0372 | 1
193167 | EWK-G35/31 | Wall-mounted enclosure EWK complete, IP31, 180 SU, protection class II, HxWxD=800x800x225mm | 925.6301 | 1
193168 | EWK-G36/31 | Wall-mounted enclosure EWK complete, IP31, 216 SU, protection class II, HxWxD=950x800x225mm | 1076.1421 | 1
193169 | EWK-G45/31 | Wall-mounted enclosure EWK complete, IP31, 240 SU, protection class II, HxWxD=800x1050x225mm | 1142.7865 | 1
193170 | EWK-G46/31 | Wall-mounted enclosure EWK complete, IP31, 288 SU, protection class II, HxWxD=950x1050x225mm | 1337.6424 | 1
167292 | EX-FILT1 |  | 53.5917 | 1
167293 | EX-FILT2 |  | 77.7924 | 1
167300 | EX-FILT2-55 |  | 90.737 | 1
167294 | EX-FILT3 |  | 87.1726 | 1
167301 | EX-FILT3-55 |  | 98.0102 | 1
167301 | EX-FILT3-55 |  | 98.0102 | 1
167295 | EX-FILT4-5 |  | 100.1171 | 1
167302 | EX-FILT4-5-55 |  | 117.6267 | 1
1869 | EZ/OFS-T0 | Mounting accessory | 4.2094 | 1
32939 | EZ1SOND677 | Accessory for overload relay | 28.4809 | 1
91455 | EZ-P1 | Mounting accessory | 5.2628 | 1
81622 | EZ-T0 | Mounting accessory | 4.2721 | 1
36214 | F2-AT4 | Accessories AT4 | 58.193 | 1
74182 | F3A-0 | Blind flange, no openings | 29.2385 | 1
76555 | F3A-12 | Cable flange 2xM16,12xM20,1xM40,2xM50 | 29.2385 | 1
78928 | F3A-34 | Cable flange 24xM16,13xM20 | 29.2385 | 1
81301 | F3A-4 | Cable flange 4xM16,6xM25,8xM32 | 26.7098 | 1
91468 | F3A-8 | Cable flange 2xM16,8xM25,4xM32,1xM50 | 29.2385 | 1
10145 | F3A-D | Cellular rubber insertion flange | 63.8901 | 1
193692 | F3A-KST32/34 | Adapter plate for cable entering boxes KST32-… / KST34-… | 37.7062 | #N/A
83674 | F3A-KTD | Cable flange 2 bushings, cable up to diam. 70mm | 44.0948 | 1
149194 | F3A-V | Flange cap vented | 54.609 | 1
113426 | F3A-XP | Cable flange 4xM16, 6xM25, 8xM32 | 22.8289 | 1
187863 | F3A-XP-M20/16 | Cable flange, metal, 12xM20, 10xM16, IP66 | 19.1317 | 1
187862 | F3A-XP-M50/40 | Cable flange, metal, 2xM50/M40, 2xM40/M32, 9xM20, IP66 | 19.0079 | 1
229758 | FAK-COMBINATION-* | Palm switch - customised unit | 1.4868 | 1
229753 | FAK-IU | Palm switch, enclosure base, black | 14.751 | 1
229750 | FAK-P-R | Palm switch, mushroom head red | 10.5364 | 1
229751 | FAK-P-S | Palm switch, mushroom head black | 10.5364 | 1
229752 | FAK-P-Y | Palm switch, mushroom head yellow | 10.5364 | 1
71810 | FAK-R | Palm switch, enclosure top grey, mushroom head red, Spring-return | 44.6611 | 1
229746 | FAK-R/KC11/I | Palm switch, 1N/O+1N/C, mushroom red, surface mounting | 68.7763 | 1
229747 | FAK-R/V/KC01/IY | Palm switch, complete unit, mushroom red, emerg. switching off, 1NC, Stay-put, surface mounting | 89.9413 | 1
256790 | FAK-R/V/KC02/IY | Palm switch, complete unit, mushroom red, emerg. switching off, 2NC, Stay-put, surface mounting | 94.8407 | 1
229748 | FAK-R/V/KC11/IY | Palm switch, complete unit, mushroom red, emerg. switching off, 1NO/1NC, Stay-put, surface mounting | 94.8407 | 1
229755 | FAK-R/V/Y | Palm switch, enclosure top yellow, mushroom head red, Stay-put | 71.608 | 1
95540 | FAK-S | Palm switch, enclosure top, grey, mushroom head black, Spring-return | 45.2538 | 1
229749 | FAK-S/KC11/I | Palm switch, 1N/O+1N/C, mushroom black, surface mounting | 68.7763 | 1
229754 | FAK-Y | Palm switch, enclosure top grey, mushroom head yellow, Spring-return | 45.2538 | 1
50772 | F-AT0 | Operating head AT0 | 49.8138 | 1
80315 | F-AT0-GVP | #N/A | 49.7369 | 84
90792 | F-AT4 | Accessories AT4 | 67.5458 | 1
80324 | F-AT4-GVP | #N/A | 65.6267 | 20
177374 | FAZ6-B1,5/1 |  | 23.4741 | 1
177495 | FAZ6-B1,5/1N |  | 51.6431 | 1
177541 | FAZ6-B1,5/2 |  | 72.3891 | 1
177578 | FAZ6-B1,5/3 |  | 94.1476 | 1
177447 | FAZ6-B1,5/3N |  | 112.9771 | 1
177421 | FAZ6-B1,5/4 |  | 141.0122 | 1
177375 | FAZ6-B1,6/1 |  | 23.4741 | 1
177496 | FAZ6-B1,6/1N |  | 51.6431 | 1
177542 | FAZ6-B1,6/2 |  | 72.3891 | 1
177579 | FAZ6-B1,6/3 |  | 94.1476 | 1
177448 | FAZ6-B1,6/3N |  | 112.9771 | 1
177422 | FAZ6-B1,6/4 |  | 141.0122 | 1
177373 | FAZ6-B1/1 |  | 24.8968 | 1
177494 | FAZ6-B1/1N |  | 54.773 | 1
177540 | FAZ6-B1/2 |  | 76.5734 | 1
177577 | FAZ6-B1/3 |  | 99.5873 | 1
177446 | FAZ6-B1/3N |  | 119.6721 | 1
177420 | FAZ6-B1/4 |  | 149.3809 | 1
239006 | FAZ6-B10/1 |  | 14.5824 | 1
239045 | FAZ6-B10/1N |  | 32.0813 | 1
239086 | FAZ6-B10/2 |  | 44.9139 | 1
239111 | FAZ6-B10/3 |  | 58.388 | 1
239156 | FAZ6-B10/3N |  | 69.8785 | 1
239181 | FAZ6-B10/4 |  | 87.4527 | 1
177395 | FAZ6-B12/1 |  | 14.2268 | 1
177504 | FAZ6-B12/1N |  | 31.2989 | 1
177550 | FAZ6-B12/2 |  | 43.8184 | 1
177587 | FAZ6-B12/3 |  | 56.9639 | 1
177456 | FAZ6-B12/3N |  | 68.2047 | 1
177430 | FAZ6-B12/4 |  | 85.3605 | 1
239011 | FAZ6-B13/1 |  | 13.5154 | 1
239046 | FAZ6-B13/1N |  | 29.7339 | 1
239087 | FAZ6-B13/2 |  | 41.6275 | 1
239112 | FAZ6-B13/3 |  | 54.1157 | 1
239157 | FAZ6-B13/3N |  | 64.8573 | 1
239182 | FAZ6-B13/4 |  | 81.1762 | 1
177396 | FAZ6-B15/1 |  | 12.8041 | 1
177505 | FAZ6-B15/1N |  | 28.169 | 1
177551 | FAZ6-B15/2 |  | 39.4366 | 1
177588 | FAZ6-B15/3 |  | 51.2675 | 1
177457 | FAZ6-B15/3N |  | 61.521 | 1
177431 | FAZ6-B15/4 |  | 76.9918 | 1
239016 | FAZ6-B16/1 |  | 9.9587 | 1
239047 | FAZ6-B16/1N |  | 21.9092 | 1
239088 | FAZ6-B16/2 |  | 30.6729 | 1
239113 | FAZ6-B16/3 |  | 39.8747 | 1
239158 | FAZ6-B16/3N |  | 47.8497 | 1
239183 | FAZ6-B16/4 |  | 59.8121 | 1
177377 | FAZ6-B2,5/1 |  | 19.9175 | 1
177498 | FAZ6-B2,5/1N |  | 43.8184 | 1
177544 | FAZ6-B2,5/2 |  | 61.3458 | 1
177581 | FAZ6-B2,5/3 |  | 79.9209 | 1
177450 | FAZ6-B2,5/3N |  | 95.8214 | 1
177424 | FAZ6-B2,5/4 |  | 119.6721 | 1
177376 | FAZ6-B2/1 |  | 19.9175 | 1
177497 | FAZ6-B2/1N |  | 43.8184 | 1
177543 | FAZ6-B2/2 |  | 61.3458 | 1
177580 | FAZ6-B2/3 |  | 79.9209 | 1
177449 | FAZ6-B2/3N |  | 95.8214 | 1
177423 | FAZ6-B2/4 |  | 119.6721 | 1
239023 | FAZ6-B20/1 |  | 14.2268 | 1
239048 | FAZ6-B20/1N |  | 31.2989 | 1
239089 | FAZ6-B20/2 |  | 43.8184 | 1
239114 | FAZ6-B20/3 |  | 56.9639 | 1
239159 | FAZ6-B20/3N |  | 68.2047 | 1
239184 | FAZ6-B20/4 |  | 85.3605 | 1
239024 | FAZ6-B25/1 |  | 21.3401 | 1
239049 | FAZ6-B25/1N |  | 46.9483 | 1
239090 | FAZ6-B25/2 |  | 65.6941 | 1
239115 | FAZ6-B25/3 |  | 85.3605 | 1
239160 | FAZ6-B25/3N |  | 102.5163 | 1
239185 | FAZ6-B25/4 |  | 128.0408 | 1
177379 | FAZ6-B3,5/1 |  | 18.1391 | 1
177500 | FAZ6-B3,5/1N |  | 39.906 | 1
177546 | FAZ6-B3,5/2 |  | 55.8685 | 1
177583 | FAZ6-B3,5/3 |  | 72.8075 | 1
177452 | FAZ6-B3,5/3N |  | 87.0342 | 1
177426 | FAZ6-B3,5/4 |  | 108.7928 | 1
177378 | FAZ6-B3/1 |  | 18.1391 | 1
177499 | FAZ6-B3/1N |  | 39.906 | 1
177545 | FAZ6-B3/2 |  | 55.8685 | 1
177582 | FAZ6-B3/3 |  | 72.8075 | 1
177451 | FAZ6-B3/3N |  | 87.0342 | 1
177425 | FAZ6-B3/4 |  | 108.7928 | 1
239025 | FAZ6-B32/1 |  | 23.1185 | 1
239050 | FAZ6-B32/1N |  | 50.8606 | 1
239091 | FAZ6-B32/2 |  | 71.1338 | 1
239116 | FAZ6-B32/3 |  | 92.4739 | 1
239161 | FAZ6-B32/3N |  | 110.885 | 1
239186 | FAZ6-B32/4 |  | 138.9201 | 1
177380 | FAZ6-B4/1 |  | 16.0051 | 1
177501 | FAZ6-B4/1N |  | 35.2112 | 1
177547 | FAZ6-B4/2 |  | 49.2957 | 1
177584 | FAZ6-B4/3 |  | 64.0204 | 1
177453 | FAZ6-B4/3N |  | 76.9918 | 1
177427 | FAZ6-B4/4 |  | 96.2398 | 1
239026 | FAZ6-B40/1 |  | 28.4535 | 1
239051 | FAZ6-B40/1N |  | 62.7651 | 1
239092 | FAZ6-B40/2 |  | 87.4527 | 1
239117 | FAZ6-B40/3 |  | 113.814 | 1
239162 | FAZ6-B40/3N |  | 136.8279 | 1
239187 | FAZ6-B40/4 |  | 170.721 | 1
177381 | FAZ6-B5/1 |  | 16.0051 | 1
177502 | FAZ6-B5/1N |  | 35.2112 | 1
177548 | FAZ6-B5/2 |  | 49.2957 | 1
177585 | FAZ6-B5/3 |  | 64.0204 | 1
177454 | FAZ6-B5/3N |  | 76.9918 | 1
177428 | FAZ6-B5/4 |  | 96.2398 | 1
239027 | FAZ6-B50/1 |  | 35.5669 | 1
239052 | FAZ6-B50/1N |  | 78.2471 | 1
239093 | FAZ6-B50/2 |  | 109.6297 | 1
239118 | FAZ6-B50/3 |  | 142.2675 | 1
239163 | FAZ6-B50/3N |  | 170.721 | 1
239188 | FAZ6-B50/4 |  | 213.8197 | 1
239001 | FAZ6-B6/1 |  | 15.2938 | 1
239044 | FAZ6-B6/1N |  | 33.6463 | 1
239085 | FAZ6-B6/2 |  | 47.1048 | 1
239110 | FAZ6-B6/3 |  | 61.2362 | 1
239155 | FAZ6-B6/3N |  | 73.6444 | 1
239180 | FAZ6-B6/4 |  | 92.0555 | 1
239028 | FAZ6-B63/1 |  | 39.1236 | 1
239053 | FAZ6-B63/1N |  | 86.1974 | 1
239094 | FAZ6-B63/2 |  | 120.509 | 1
239119 | FAZ6-B63/3 |  | 156.4943 | 1
239164 | FAZ6-B63/3N |  | 187.8768 | 1
239189 | FAZ6-B63/4 |  | 235.1598 | 1
177382 | FAZ6-B8/1 |  | 14.9381 | 1
177503 | FAZ6-B8/1N |  | 32.8638 | 1
177549 | FAZ6-B8/2 |  | 46.0093 | 1
177586 | FAZ6-B8/3 |  | 59.8121 | 1
177455 | FAZ6-B8/3N |  | 71.9706 | 1
177429 | FAZ6-B8/4 |  | 89.5449 | 1
177397 | FAZ6-C0,16/1 |  | 32.0102 | 1
177506 | FAZ6-C0,16/1N |  | 70.2969 | 1
177552 | FAZ6-C0,16/2 |  | 98.7504 | 1
177589 | FAZ6-C0,16/3 |  | 128.0408 | 1
177458 | FAZ6-C0,16/3N |  | 153.9837 | 1
177432 | FAZ6-C0,16/4 |  | 192.0612 | 1
177398 | FAZ6-C0,25/1 |  | 32.0102 | 1
177507 | FAZ6-C0,25/1N |  | 70.2969 | 1
177553 | FAZ6-C0,25/2 |  | 98.7504 | 1
177590 | FAZ6-C0,25/3 |  | 128.0408 | 1
177459 | FAZ6-C0,25/3N |  | 153.9837 | 1
177433 | FAZ6-C0,25/4 |  | 192.0612 | 1
239029 | FAZ6-C0,5/1 | Circuit breaker FAZ, char C, 1-pole, In=0,5A, Icn=6kA (EN 60898), Icu=10kA (EN 60947-2) | 30.2318 | 1
239054 | FAZ6-C0,5/1N | Circuit breaker FAZ, char C, 1+N-pole, In=0,5A, Icn=6kA (EN 60898), Icu=10kA (EN 60947-2) | 66.531 | 1
239095 | FAZ6-C0,5/2 | Circuit breaker FAZ, char C, 2-pole, In=0,5A, Icn=6kA (EN 60898), Icu=10kA (EN 60947-2) | 93.3108 | 1
239120 | FAZ6-C0,5/3 | Circuit breaker FAZ, char C, 3-pole, In=0,5A, Icn=6kA (EN 60898), Icu=10kA (EN 60947-2) | 120.9274 | 1
239165 | FAZ6-C0,5/3N | Circuit breaker FAZ, char C, 3+N-pole, In=0,5A, Icn=6kA (EN 60898), Icu=10kA (EN 60947-2) | 145.1966 | 1
239190 | FAZ6-C0,5/4 | Circuit breaker FAZ, char C, 4-pole, In=0,5A, Icn=6kA (EN 60898), Icu=10kA (EN 60947-2) | 181.6003 | 1
177383 | FAZ6-C0,75/1 |  | 30.2318 | 1
177508 | FAZ6-C0,75/1N |  | 66.531 | 1
177554 | FAZ6-C0,75/2 |  | 93.3108 | 1
177399 | FAZ6-C0,75/3 |  | 120.9274 | 1
177460 | FAZ6-C0,75/3N |  | 145.1966 | 1
177434 | FAZ6-C0,75/4 |  | 181.6003 | 1
177384 | FAZ6-C1,5/1 |  | 29.1648 | 1
177509 | FAZ6-C1,5/1N |  | 64.0204 | 1
177555 | FAZ6-C1,5/2 |  | 89.9633 | 1
177400 | FAZ6-C1,5/3 |  | 116.7431 | 1
177461 | FAZ6-C1,5/3N |  | 140.1754 | 1
177591 | FAZ6-C1,5/4 |  | 175.3238 | 1
177385 | FAZ6-C1,6/1 |  | 29.1648 | 1
177510 | FAZ6-C1,6/1N |  | 64.0204 | 1
177556 | FAZ6-C1,6/2 |  | 89.9633 | 1
177401 | FAZ6-C1,6/3 |  | 116.7431 | 1
177462 | FAZ6-C1,6/3N |  | 140.1754 | 1
177592 | FAZ6-C1,6/4 |  | 175.3238 | 1
239030 | FAZ6-C1/1 | Circuit breaker FAZ, char C, 1-pole, In=1A, Icn=6kA (EN 60898), Icu=10kA (EN 60947-2) | 29.1648 | 1
239055 | FAZ6-C1/1N | Circuit breaker FAZ, char C, 1+N-pole, In=1A, Icn=6kA (EN 60898), Icu=10kA (EN 60947-2) | 64.0204 | 1
239096 | FAZ6-C1/2 | Circuit breaker FAZ, char C, 2-pole, In=1A, Icn=6kA (EN 60898), Icu=10kA (EN 60947-2) | 89.9633 | 1
239121 | FAZ6-C1/3 | Circuit breaker FAZ, char C, 3-pole, In=1A, Icn=6kA (EN 60898), Icu=10kA (EN 60947-2) | 116.7431 | 1
239166 | FAZ6-C1/3N | Circuit breaker FAZ, char C, 3+N-pole, In=1A, Icn=6kA (EN 60898), Icu=10kA (EN 60947-2) | 140.1754 | 1
239191 | FAZ6-C1/4 | Circuit breaker FAZ, char C, 4-pole, In=1A, Icn=6kA (EN 60898), Icu=10kA (EN 60947-2) | 175.3238 | 1
239035 | FAZ6-C10/1 | Circuit breaker FAZ, char C, 1-pole, In=10A, Icn=6kA (EN 60898), Icu=10kA (EN 60947-2) | 13.1597 | 1
239060 | FAZ6-C10/1N | Circuit breaker FAZ, char C, 1+N-pole, In=10A, Icn=6kA (EN 60898), Icu=10kA (EN 60947-2) | 28.9514 | 1
239101 | FAZ6-C10/2 | Circuit breaker FAZ, char C, 2-pole, In=10A, Icn=6kA (EN 60898), Icu=10kA (EN 60947-2) | 40.532 | 1
239144 | FAZ6-C10/3 | Circuit breaker FAZ, char C, 3-pole, In=10A, Icn=6kA (EN 60898), Icu=10kA (EN 60947-2) | 52.6916 | 1
239171 | FAZ6-C10/3N |  | 63.1835 | 1
239204 | FAZ6-C10/4 | Circuit breaker FAZ, char C, 4-pole, In=10A, Icn=6kA (EN 60898), Icu=10kA (EN 60947-2) | 79.084 | 1
177390 | FAZ6-C12/1 |  | 12.9819 | 1
177515 | FAZ6-C12/1N |  | 28.5602 | 1
177561 | FAZ6-C12/2 |  | 39.9843 | 1
177406 | FAZ6-C12/3 |  | 51.9796 | 1
177467 | FAZ6-C12/3N |  | 62.3466 | 1
177597 | FAZ6-C12/4 |  | 77.8287 | 1
239036 | FAZ6-C13/1 | Circuit breaker FAZ, char C, 1-pole, In=13A, Icn=6kA (EN 60898), Icu=10kA (EN 60947-2) | 12.8041 | 1
239061 | FAZ6-C13/1N | Circuit breaker FAZ, char C, 1+N-pole, In=13A, Icn=6kA (EN 60898), Icu=10kA (EN 60947-2) | 28.169 | 1
239102 | FAZ6-C13/2 | Circuit breaker FAZ, char C, 2-pole, In=13A, Icn=6kA (EN 60898), Icu=10kA (EN 60947-2) | 39.4366 | 1
239147 | FAZ6-C13/3 | Circuit breaker FAZ, char C, 3-pole, In=13A, Icn=6kA (EN 60898), Icu=10kA (EN 60947-2) | 51.2675 | 1
239172 | FAZ6-C13/3N | Circuit breaker FAZ, char C, 3+N-pole, In=13A, Icn=6kA (EN 60898), Icu=10kA (EN 60947-2) | 61.521 | 1
239211 | FAZ6-C13/4 | Circuit breaker FAZ, char C, 4-pole, In=13A, Icn=6kA (EN 60898), Icu=10kA (EN 60947-2) | 76.9918 | 1
177391 | FAZ6-C15/1 |  | 12.0927 | 1
177516 | FAZ6-C15/1N |  | 26.604 | 1
177562 | FAZ6-C15/2 |  | 37.2456 | 1
177407 | FAZ6-C15/3 |  | 48.4193 | 1
177468 | FAZ6-C15/3N |  | 58.1032 | 1
177598 | FAZ6-C15/4 |  | 72.8075 | 1
239037 | FAZ6-C16/1 | Circuit breaker FAZ, char C, 1-pole, In=16A, Icn=6kA (EN 60898), Icu=10kA (EN 60947-2) | 11.3814 | 1
239066 | FAZ6-C16/1N | Circuit breaker FAZ, char C, 1+N-pole, In=16A, Icn=6kA (EN 60898), Icu=10kA (EN 60947-2) | 25.0391 | 1
239103 | FAZ6-C16/2 | Circuit breaker FAZ, char C, 2-pole, In=16A, Icn=6kA (EN 60898), Icu=10kA (EN 60947-2) | 35.0547 | 1
239148 | FAZ6-C16/3 | Circuit breaker FAZ, char C, 3-pole, In=16A, Icn=6kA (EN 60898), Icu=10kA (EN 60947-2) | 45.5711 | 1
239173 | FAZ6-C16/3N | Circuit breaker FAZ, char C, 3+N-pole, In=16A, Icn=6kA (EN 60898), Icu=10kA (EN 60947-2) | 54.6854 | 1
239216 | FAZ6-C16/4 | Circuit breaker FAZ, char C, 4-pole, In=16A, Icn=6kA (EN 60898), Icu=10kA (EN 60947-2) | 68.2047 | 1
177386 | FAZ6-C2,5/1 |  | 27.3865 | 1
177511 | FAZ6-C2,5/1N |  | 60.2503 | 1
177557 | FAZ6-C2,5/2 |  | 84.5236 | 1
177402 | FAZ6-C2,5/3 |  | 109.6297 | 1
177463 | FAZ6-C2,5/3N |  | 131.3882 | 1
177593 | FAZ6-C2,5/4 |  | 164.4445 | 1
239031 | FAZ6-C2/1 | Circuit breaker FAZ, char C, 1-pole, In=2A, Icn=6kA (EN 60898), Icu=10kA (EN 60947-2) | 27.3865 | 1
239056 | FAZ6-C2/1N | Circuit breaker FAZ, char C, 1+N-pole, In=2A, Icn=6kA (EN 60898), Icu=10kA (EN 60947-2) | 60.2503 | 1
239097 | FAZ6-C2/2 | Circuit breaker FAZ, char C, 2-pole, In=2A, Icn=6kA (EN 60898), Icu=10kA (EN 60947-2) | 84.5236 | 1
239122 | FAZ6-C2/3 | Circuit breaker FAZ, char C, 3-pole, In=2A, Icn=6kA (EN 60898), Icu=10kA (EN 60947-2) | 109.6297 | 1
239167 | FAZ6-C2/3N | Circuit breaker FAZ, char C, 3+N-pole, In=2A, Icn=6kA (EN 60898), Icu=10kA (EN 60947-2) | 131.3882 | 1
239192 | FAZ6-C2/4 | Circuit breaker FAZ, char C, 4-pole, In=2A, Icn=6kA (EN 60898), Icu=10kA (EN 60947-2) | 164.4445 | 1
239038 | FAZ6-C20/1 | Circuit breaker FAZ, char C, 1-pole, In=20A, Icn=6kA (EN 60898), Icu=10kA (EN 60947-2) | 12.0927 | 1
239071 | FAZ6-C20/1N | Circuit breaker FAZ, char C, 1+N-pole, In=20A, Icn=6kA (EN 60898), Icu=10kA (EN 60947-2) | 26.604 | 1
239104 | FAZ6-C20/2 | Circuit breaker FAZ, char C, 2-pole, In=20A, Icn=6kA (EN 60898), Icu=10kA (EN 60947-2) | 37.2456 | 1
239149 | FAZ6-C20/3 | Circuit breaker FAZ, char C, 3-pole, In=20A, Icn=6kA (EN 60898), Icu=10kA (EN 60947-2) | 48.4193 | 1
239174 | FAZ6-C20/3N | Circuit breaker FAZ, char C, 3+N-pole, In=20A, Icn=6kA (EN 60898), Icu=10kA (EN 60947-2) | 58.1032 | 1
239219 | FAZ6-C20/4 | Circuit breaker FAZ, char C, 4-pole, In=20A, Icn=6kA (EN 60898), Icu=10kA (EN 60947-2) | 72.8075 | 1
239039 | FAZ6-C25/1 | Circuit breaker FAZ, char C, 1-pole, In=25A, Icn=6kA (EN 60898), Icu=10kA (EN 60947-2) | 12.9819 | 1
239076 | FAZ6-C25/1N | Circuit breaker FAZ, char C, 1+N-pole, In=25A, Icn=6kA (EN 60898), Icu=10kA (EN 60947-2) | 28.5602 | 1
239105 | FAZ6-C25/2 | Circuit breaker FAZ, char C, 2-pole, In=25A, Icn=6kA (EN 60898), Icu=10kA (EN 60947-2) | 39.9843 | 1
239150 | FAZ6-C25/3 | Circuit breaker FAZ, char C, 3-pole, In=25A, Icn=6kA (EN 60898), Icu=10kA (EN 60947-2) | 51.9796 | 1
239175 | FAZ6-C25/3N | Circuit breaker FAZ, char C, 3+N-pole, In=25A, Icn=6kA (EN 60898), Icu=10kA (EN 60947-2) | 62.3466 | 1
239220 | FAZ6-C25/4 | Circuit breaker FAZ, char C, 4-pole, In=25A, Icn=6kA (EN 60898), Icu=10kA (EN 60947-2) | 77.8287 | 1
177387 | FAZ6-C3,5/1 |  | 25.9638 | 1
177512 | FAZ6-C3,5/1N |  | 57.1204 | 1
177558 | FAZ6-C3,5/2 |  | 79.9209 | 1
177403 | FAZ6-C3,5/3 |  | 103.7716 | 1
177464 | FAZ6-C3,5/3N |  | 124.6933 | 1
177594 | FAZ6-C3,5/4 |  | 156.0758 | 1
239032 | FAZ6-C3/1 | Circuit breaker FAZ, char C, 1-pole, In=3A, Icn=6kA (EN 60898), Icu=10kA (EN 60947-2) | 25.9638 | 1
239057 | FAZ6-C3/1N | Circuit breaker FAZ, char C, 1+N-pole, In=3A, Icn=6kA (EN 60898), Icu=10kA (EN 60947-2) | 57.1204 | 1
239098 | FAZ6-C3/2 | Circuit breaker FAZ, char C, 2-pole, In=3A, Icn=6kA (EN 60898), Icu=10kA (EN 60947-2) | 79.9209 | 1
239127 | FAZ6-C3/3 | Circuit breaker FAZ, char C, 3-pole, In=3A, Icn=6kA (EN 60898), Icu=10kA (EN 60947-2) | 103.7716 | 1
239168 | FAZ6-C3/3N | Circuit breaker FAZ, char C, 3+N-pole, In=3A, Icn=6kA (EN 60898), Icu=10kA (EN 60947-2) | 124.6933 | 1
239193 | FAZ6-C3/4 | Circuit breaker FAZ, char C, 4-pole, In=3A, Icn=6kA (EN 60898), Icu=10kA (EN 60947-2) | 156.0758 | 1
239040 | FAZ6-C32/1 | Circuit breaker FAZ, char C, 1-pole, In=32A, Icn=6kA (EN 60898), Icu=10kA (EN 60947-2) | 13.5154 | 1
239081 | FAZ6-C32/1N | Circuit breaker FAZ, char C, 1+N-pole, In=32A, Icn=6kA (EN 60898), Icu=10kA (EN 60947-2) | 29.7339 | 1
239106 | FAZ6-C32/2 | Circuit breaker FAZ, char C, 2-pole, In=32A, Icn=6kA (EN 60898), Icu=10kA (EN 60947-2) | 41.6275 | 1
239151 | FAZ6-C32/3 | Circuit breaker FAZ, char C, 3-pole, In=32A, Icn=6kA (EN 60898), Icu=10kA (EN 60947-2) | 54.1157 | 1
239176 | FAZ6-C32/3N | Circuit breaker FAZ, char C, 3+N-pole, In=32A, Icn=6kA (EN 60898), Icu=10kA (EN 60947-2) | 64.8573 | 1
239221 | FAZ6-C32/4 | Circuit breaker FAZ, char C, 4-pole, In=32A, Icn=6kA (EN 60898), Icu=10kA (EN 60947-2) | 81.1762 | 1
239033 | FAZ6-C4/1 | Circuit breaker FAZ, char C, 1-pole, In=4A, Icn=6kA (EN 60898), Icu=10kA (EN 60947-2) | 25.9638 | 1
239058 | FAZ6-C4/1N | Circuit breaker FAZ, char C, 1+N-pole, In=4A, Icn=6kA (EN 60898), Icu=10kA (EN 60947-2) | 57.1204 | 1
239099 | FAZ6-C4/2 | Circuit breaker FAZ, char C, 2-pole, In=4A, Icn=6kA (EN 60898), Icu=10kA (EN 60947-2) | 79.9209 | 1
239132 | FAZ6-C4/3 | Circuit breaker FAZ, char C, 3-pole, In=4A, Icn=6kA (EN 60898), Icu=10kA (EN 60947-2) | 103.7716 | 1
239169 | FAZ6-C4/3N | Circuit breaker FAZ, char C, 3+N-pole, In=4A, Icn=6kA (EN 60898), Icu=10kA (EN 60947-2) | 124.6933 | 1
239194 | FAZ6-C4/4 | Circuit breaker FAZ, char C, 4-pole, In=4A, Icn=6kA (EN 60898), Icu=10kA (EN 60947-2) | 156.0758 | 1
239041 | FAZ6-C40/1 | Circuit breaker FAZ, char C, 1-pole, In=40A, Icn=6kA (EN 60898), Icu=10kA (EN 60947-2) | 27.9898 | 1
239082 | FAZ6-C40/1N | Circuit breaker FAZ, char C, 1+N-pole, In=40A, Icn=6kA (EN 60898), Icu=10kA (EN 60947-2) | 61.5098 | 1
239107 | FAZ6-C40/2 | Circuit breaker FAZ, char C, 2-pole, In=40A, Icn=6kA (EN 60898), Icu=10kA (EN 60947-2) | 86.1974 | 1
239152 | FAZ6-C40/3 | Circuit breaker FAZ, char C, 3-pole, In=40A, Icn=6kA (EN 60898), Icu=10kA (EN 60947-2) | 112.1403 | 1
239177 | FAZ6-C40/3N | Circuit breaker FAZ, char C, 3+N-pole, In=40A, Icn=6kA (EN 60898), Icu=10kA (EN 60947-2) | 134.3173 | 1
239222 | FAZ6-C40/4 | Circuit breaker FAZ, char C, 4-pole, In=40A, Icn=6kA (EN 60898), Icu=10kA (EN 60947-2) | 168.2104 | 1
177388 | FAZ6-C5/1 |  | 24.8968 | 1
177513 | FAZ6-C5/1N |  | 54.773 | 1
177559 | FAZ6-C5/2 |  | 76.5734 | 1
177404 | FAZ6-C5/3 |  | 99.5873 | 1
177465 | FAZ6-C5/3N |  | 119.6721 | 1
177595 | FAZ6-C5/4 |  | 149.3809 | 1
239042 | FAZ6-C50/1 | Circuit breaker FAZ, char C, 1-pole, In=50A, Icn=6kA (EN 60898), Icu=10kA (EN 60947-2) | 35.5669 | 1
239083 | FAZ6-C50/1N | Circuit breaker FAZ, char C, 1+N-pole, In=50A, Icn=6kA (EN 60898), Icu=10kA (EN 60947-2) | 78.2471 | 1
239108 | FAZ6-C50/2 | Circuit breaker FAZ, char C, 2-pole, In=50A, Icn=6kA (EN 60898), Icu=10kA (EN 60947-2) | 109.6297 | 1
239153 | FAZ6-C50/3 | Circuit breaker FAZ, char C, 3-pole, In=50A, Icn=6kA (EN 60898), Icu=10kA (EN 60947-2) | 142.2675 | 1
239178 | FAZ6-C50/3N | Circuit breaker FAZ, char C, 3+N-pole, In=50A, Icn=6kA (EN 60898), Icu=10kA (EN 60947-2) | 170.721 | 1
239223 | FAZ6-C50/4 | Circuit breaker FAZ, char C, 4-pole, In=50A, Icn=6kA (EN 60898), Icu=10kA (EN 60947-2) | 213.8197 | 1
239034 | FAZ6-C6/1 | Circuit breaker FAZ, char C, 1-pole, In=6A, Icn=6kA (EN 60898), Icu=10kA (EN 60947-2) | 21.3401 | 1
239059 | FAZ6-C6/1N | Circuit breaker FAZ, char C, 1+N-pole, In=6A, Icn=6kA (EN 60898), Icu=10kA (EN 60947-2) | 46.9483 | 1
239100 | FAZ6-C6/2 | Circuit breaker FAZ, char C, 2-pole, In=6A, Icn=6kA (EN 60898), Icu=10kA (EN 60947-2) | 65.6941 | 1
239139 | FAZ6-C6/3 | Circuit breaker FAZ, char C, 3-pole, In=6A, Icn=6kA (EN 60898), Icu=10kA (EN 60947-2) | 85.3605 | 1
239170 | FAZ6-C6/3N | Circuit breaker FAZ, char C, 3+N-pole, In=6A, Icn=6kA (EN 60898), Icu=10kA (EN 60947-2) | 102.5163 | 1
239199 | FAZ6-C6/4 | Circuit breaker FAZ, char C, 4-pole, In=6A, Icn=6kA (EN 60898), Icu=10kA (EN 60947-2) | 128.0408 | 1
239043 | FAZ6-C63/1 | Circuit breaker FAZ, char C, 1-pole, In=63A, Icn=6kA (EN 60898), Icu=10kA (EN 60947-2) | 39.1236 | 1
239084 | FAZ6-C63/1N | Circuit breaker FAZ, char C, 1+N-pole, In=63A, Icn=6kA (EN 60898), Icu=10kA (EN 60947-2) | 86.1974 | 1
239109 | FAZ6-C63/2 | Circuit breaker FAZ, char C, 2-pole, In=63A, Icn=6kA (EN 60898), Icu=10kA (EN 60947-2) | 120.509 | 1
239154 | FAZ6-C63/3 | Circuit breaker FAZ, char C, 3-pole, In=63A, Icn=6kA (EN 60898), Icu=10kA (EN 60947-2) | 156.4943 | 1
239179 | FAZ6-C63/3N | Circuit breaker FAZ, char C, 3+N-pole, In=63A, Icn=6kA (EN 60898), Icu=10kA (EN 60947-2) | 187.8768 | 1
239224 | FAZ6-C63/4 | Circuit breaker FAZ, char C, 4-pole, In=63A, Icn=6kA (EN 60898), Icu=10kA (EN 60947-2) | 235.1598 | 1
177389 | FAZ6-C8/1 |  | 13.5154 | 1
177514 | FAZ6-C8/1N |  | 29.7339 | 1
177560 | FAZ6-C8/2 |  | 41.6275 | 1
177405 | FAZ6-C8/3 |  | 54.1157 | 1
177466 | FAZ6-C8/3N |  | 64.8573 | 1
177596 | FAZ6-C8/4 |  | 81.1762 | 1
177392 | FAZ6-D0,5/1 |  | 37.7898 | 1
177517 | FAZ6-D0,5/1N |  | 83.2683 | 1
177563 | FAZ6-D0,5/2 |  | 116.3246 | 1
177408 | FAZ6-D0,5/3 |  | 151.4731 | 1
177469 | FAZ6-D0,5/3N |  | 181.6003 | 1
177599 | FAZ6-D0,5/4 |  | 226.7912 | 1
177394 | FAZ6-D1,5/1 |  | 36.4561 | 1
177519 | FAZ6-D1,5/1N |  | 80.3393 | 1
177565 | FAZ6-D1,5/2 |  | 112.1403 | 1
177410 | FAZ6-D1,5/3 |  | 146.0334 | 1
177471 | FAZ6-D1,5/3N |  | 175.3238 | 1
177601 | FAZ6-D1,5/4 |  | 218.8409 | 1
177483 | FAZ6-D1,6/1 |  | 36.4561 | 1
177520 | FAZ6-D1,6/1N |  | 80.3393 | 1
177566 | FAZ6-D1,6/2 |  | 112.1403 | 1
177435 | FAZ6-D1,6/3 |  | 146.0334 | 1
177472 | FAZ6-D1,6/3N |  | 175.3238 | 1
177602 | FAZ6-D1,6/4 |  | 218.8409 | 1
177393 | FAZ6-D1/1 |  | 36.4561 | 1
177518 | FAZ6-D1/1N |  | 80.3393 | 1
177564 | FAZ6-D1/2 |  | 112.1403 | 1
177409 | FAZ6-D1/3 |  | 146.0334 | 1
177470 | FAZ6-D1/3N |  | 175.3238 | 1
177600 | FAZ6-D1/4 |  | 218.8409 | 1
168062 | FAZ6-D10/1 |  | 16.4497 | 1
177529 | FAZ6-D10/1N |  | 36.1893 | 1
168071 | FAZ6-D10/2 |  | 50.665 | 1
168080 | FAZ6-D10/3 |  | 65.6941 | 1
177481 | FAZ6-D10/3N |  | 79.084 | 1
168089 | FAZ6-D10/4 |  | 98.7504 | 1
177491 | FAZ6-D12/1 |  | 16.2274 | 1
177530 | FAZ6-D12/1N |  | 35.7003 | 1
177574 | FAZ6-D12/2 |  | 49.9804 | 1
177443 | FAZ6-D12/3 |  | 64.8573 | 1
177482 | FAZ6-D12/3N |  | 77.8287 | 1
177610 | FAZ6-D12/4 |  | 97.4951 | 1
177492 | FAZ6-D13/1 |  | 16.0051 | 1
177531 | FAZ6-D13/1N |  | 35.2112 | 1
177575 | FAZ6-D13/2 |  | 49.2957 | 1
177444 | FAZ6-D13/3 |  | 64.0204 | 1
177411 | FAZ6-D13/3N |  | 76.9918 | 1
177611 | FAZ6-D13/4 |  | 96.2398 | 1
177493 | FAZ6-D15/1 |  | 15.1159 | 1
177532 | FAZ6-D15/1N |  | 33.255 | 1
177576 | FAZ6-D15/2 |  | 46.557 | 1
177445 | FAZ6-D15/3 |  | 60.5242 | 1
177412 | FAZ6-D15/3N |  | 72.8075 | 1
177612 | FAZ6-D15/4 |  | 90.8002 | 1
168063 | FAZ6-D16/1 |  | 14.2268 | 1
177533 | FAZ6-D16/1N |  | 31.2989 | 1
168072 | FAZ6-D16/2 |  | 43.8184 | 1
168081 | FAZ6-D16/3 |  | 56.9639 | 1
177413 | FAZ6-D16/3N |  | 68.2047 | 1
168090 | FAZ6-D16/4 |  | 85.3605 | 1
177485 | FAZ6-D2,5/1 |  | 34.2331 | 1
177522 | FAZ6-D2,5/1N |  | 75.3181 | 1
177568 | FAZ6-D2,5/2 |  | 105.4453 | 1
177437 | FAZ6-D2,5/3 |  | 137.2463 | 1
177474 | FAZ6-D2,5/3N |  | 164.4445 | 1
177604 | FAZ6-D2,5/4 |  | 205.451 | 1
177484 | FAZ6-D2/1 |  | 34.2331 | 1
177521 | FAZ6-D2/1N |  | 75.3181 | 1
177567 | FAZ6-D2/2 |  | 105.4453 | 1
177436 | FAZ6-D2/3 |  | 137.2463 | 1
177473 | FAZ6-D2/3N |  | 164.4445 | 1
177603 | FAZ6-D2/4 |  | 205.451 | 1
168064 | FAZ6-D20/1 |  | 15.1159 | 1
177534 | FAZ6-D20/1N |  | 33.255 | 1
168073 | FAZ6-D20/2 |  | 46.557 | 1
168082 | FAZ6-D20/3 |  | 60.5242 | 1
177414 | FAZ6-D20/3N |  | 72.8075 | 1
168091 | FAZ6-D20/4 |  | 90.8002 | 1
168065 | FAZ6-D25/1 |  | 16.2274 | 1
177535 | FAZ6-D25/1N |  | 35.7003 | 1
168074 | FAZ6-D25/2 |  | 49.9804 | 1
168083 | FAZ6-D25/3 |  | 64.8573 | 1
177415 | FAZ6-D25/3N |  | 77.8287 | 1
168092 | FAZ6-D25/4 |  | 97.4951 | 1
177487 | FAZ6-D3,5/1 |  | 32.4548 | 1
177524 | FAZ6-D3,5/1N |  | 71.5522 | 1
177570 | FAZ6-D3,5/2 |  | 100.0057 | 1
177439 | FAZ6-D3,5/3 |  | 130.1329 | 1
177476 | FAZ6-D3,5/3N |  | 156.0758 | 1
177606 | FAZ6-D3,5/4 |  | 194.9902 | 1
177486 | FAZ6-D3/1 |  | 32.4548 | 1
177523 | FAZ6-D3/1N |  | 71.5522 | 1
177569 | FAZ6-D3/2 |  | 100.0057 | 1
177438 | FAZ6-D3/3 |  | 130.1329 | 1
177475 | FAZ6-D3/3N |  | 156.0758 | 1
177605 | FAZ6-D3/4 |  | 194.9902 | 1
168066 | FAZ6-D32/1 |  | 16.8943 | 1
177536 | FAZ6-D32/1N |  | 37.1674 | 1
168075 | FAZ6-D32/2 |  | 52.0343 | 1
168084 | FAZ6-D32/3 |  | 67.7863 | 1
177416 | FAZ6-D32/3N |  | 81.1762 | 1
168093 | FAZ6-D32/4 |  | 101.261 | 1
177488 | FAZ6-D4/1 |  | 32.4548 | 1
177525 | FAZ6-D4/1N |  | 71.5522 | 1
177571 | FAZ6-D4/2 |  | 100.0057 | 1
177440 | FAZ6-D4/3 |  | 130.1329 | 1
177477 | FAZ6-D4/3N |  | 156.0758 | 1
177607 | FAZ6-D4/4 |  | 194.9902 | 1
168067 | FAZ6-D40/1 |  | 34.9873 | 1
177537 | FAZ6-D40/1N |  | 76.9918 | 1
168076 | FAZ6-D40/2 |  | 107.9559 | 1
168085 | FAZ6-D40/3 |  | 140.1754 | 1
177417 | FAZ6-D40/3N |  | 168.2104 | 1
168094 | FAZ6-D40/4 |  | 210.0538 | 1
177489 | FAZ6-D5/1 |  | 31.121 | 1
177526 | FAZ6-D5/1N |  | 68.6232 | 1
177572 | FAZ6-D5/2 |  | 95.8214 | 1
177441 | FAZ6-D5/3 |  | 124.6933 | 1
177478 | FAZ6-D5/3N |  | 149.3809 | 1
177608 | FAZ6-D5/4 |  | 187.0399 | 1
168068 | FAZ6-D50/1 |  | 44.4586 | 1
177538 | FAZ6-D50/1N |  | 97.9135 | 1
168077 | FAZ6-D50/2 |  | 136.8279 | 1
168086 | FAZ6-D50/3 |  | 177.8344 | 1
177418 | FAZ6-D50/3N |  | 213.8197 | 1
168095 | FAZ6-D50/4 |  | 266.9608 | 1
168061 | FAZ6-D6/1 |  | 26.6752 | 1
177527 | FAZ6-D6/1N |  | 58.6854 | 1
168070 | FAZ6-D6/2 |  | 82.013 | 1
168079 | FAZ6-D6/3 |  | 106.7006 | 1
177479 | FAZ6-D6/3N |  | 128.0408 | 1
168088 | FAZ6-D6/4 |  | 160.2602 | 1
168069 | FAZ6-D63/1 |  | 48.9045 | 1
177539 | FAZ6-D63/1N |  | 107.5375 | 1
168078 | FAZ6-D63/2 |  | 150.6362 | 1
168087 | FAZ6-D63/3 |  | 195.8271 | 1
177419 | FAZ6-D63/3N |  | 235.1598 | 1
168096 | FAZ6-D63/4 |  | 293.7406 | 1
177490 | FAZ6-D8/1 |  | 16.8943 | 1
177528 | FAZ6-D8/1N |  | 37.1674 | 1
177573 | FAZ6-D8/2 |  | 52.0343 | 1
177442 | FAZ6-D8/3 |  | 67.7863 | 1
177480 | FAZ6-D8/3N |  | 81.1762 | 1
177609 | FAZ6-D8/4 |  | 101.261 | 1
278521 | FAZ-B1,5/1 | Circuit breaker FAZ, char B, 1-pole, In=1,5A, Icu=15kA (IEC 60947-2) | 27.6166 | 1
278634 | FAZ-B1,5/1N | Circuit breaker FAZ, char B, 1+N-pole, In=1,5A, Icu=15kA (IEC 60947-2) | 60.7566 | 1
278720 | FAZ-B1,5/2 | Circuit breaker FAZ, char B, 2-pole, In=1,5A, Icu=15kA (IEC 60947-2) | 84.9421 | 1
278833 | FAZ-B1,5/3 | Circuit breaker FAZ, char B, 3-pole, In=1,5A, Icu=15kA (IEC 60947-2) | 110.4665 | 1
278935 | FAZ-B1,5/3N | Circuit breaker FAZ, char B, 3+N-pole, In=1,5A, Icu=15kA (IEC 60947-2) | 132.6435 | 1
279021 | FAZ-B1,5/4 | Circuit breaker FAZ, char B, 4-pole, In=1,5A, Icu=15kA (IEC 60947-2) | 165.6998 | 1
278522 | FAZ-B1,6/1 | Circuit breaker FAZ, char B, 1-pole, In=1,6A, Icu=15kA (IEC 60947-2) | 27.6166 | 1
278635 | FAZ-B1,6/1N | Circuit breaker FAZ, char B, 1+N-pole, In=1,6A, Icu=15kA (IEC 60947-2) | 60.7566 | 1
278721 | FAZ-B1,6/2 | Circuit breaker FAZ, char B, 2-pole, In=1,6A, Icu=15kA (IEC 60947-2) | 84.9421 | 1
278834 | FAZ-B1,6/3 | Circuit breaker FAZ, char B, 3-pole, In=1,6A, Icu=15kA (IEC 60947-2) | 110.4665 | 1
278936 | FAZ-B1,6/3N | Circuit breaker FAZ, char B, 3+N-pole, In=1,6A, Icu=15kA (IEC 60947-2) | 132.6435 | 1
279022 | FAZ-B1,6/4 | Circuit breaker FAZ, char B, 4-pole, In=1,6A, Icu=15kA (IEC 60947-2) | 165.6998 | 1
278520 | FAZ-B1/1 | Circuit breaker FAZ, char B, 1-pole, In=1A, Icu=15kA (IEC 60947-2) | 29.2904 | 1
278633 | FAZ-B1/1N | Circuit breaker FAZ, char B, 1+N-pole, In=1A, Icu=15kA (IEC 60947-2) | 64.4388 | 1
278719 | FAZ-B1/2 | Circuit breaker FAZ, char B, 2-pole, In=1A, Icu=15kA (IEC 60947-2) | 90.3817 | 1
278832 | FAZ-B1/3 | Circuit breaker FAZ, char B, 3-pole, In=1A, Icu=15kA (IEC 60947-2) | 117.1615 | 1
278934 | FAZ-B1/3N | Circuit breaker FAZ, char B, 3+N-pole, In=1A, Icu=15kA (IEC 60947-2) | 140.5938 | 1
132712 | FAZ-B1/3-NA |  | 132.6435 | 1
279020 | FAZ-B1/4 | Circuit breaker FAZ, char B, 4-pole, In=1A, Icu=15kA (IEC 60947-2) | 175.7422 | 1
278531 | FAZ-B10/1 | Circuit breaker FAZ, char B, 1-pole, In=10A, Icu=15kA (IEC 60947-2) | 17.1558 | 1
176067 | FAZ-B10/1-DC |  | 87.4527 | 1
278644 | FAZ-B10/1N | Circuit breaker FAZ, char B, 1+N-pole, In=10A, Icu=15kA (IEC 60947-2) | 37.7427 | 1
278730 | FAZ-B10/2 | Circuit breaker FAZ, char B, 2-pole, In=10A, Icu=15kA (IEC 60947-2) | 52.8398 | 1
176079 | FAZ-B10/2-DC |  | 131.3882 | 1
278843 | FAZ-B10/3 | Circuit breaker FAZ, char B, 3-pole, In=10A, Icu=15kA (IEC 60947-2) | 68.6232 | 1
278945 | FAZ-B10/3N | Circuit breaker FAZ, char B, 3+N-pole, In=10A, Icu=15kA (IEC 60947-2) | 82.4315 | 1
279031 | FAZ-B10/4 | Circuit breaker FAZ, char B, 4-pole, In=10A, Icu=15kA (IEC 60947-2) | 102.9347 | 1
278532 | FAZ-B12/1 | Circuit breaker FAZ, char B, 1-pole, In=12A, Icu=15kA (IEC 60947-2) | 16.7374 | 1
278645 | FAZ-B12/1N | Circuit breaker FAZ, char B, 1+N-pole, In=12A, Icu=15kA (IEC 60947-2) | 36.8222 | 1
278731 | FAZ-B12/2 | Circuit breaker FAZ, char B, 2-pole, In=12A, Icu=15kA (IEC 60947-2) | 51.5511 | 1
278844 | FAZ-B12/3 | Circuit breaker FAZ, char B, 3-pole, In=12A, Icu=15kA (IEC 60947-2) | 66.9494 | 1
278946 | FAZ-B12/3N | Circuit breaker FAZ, char B, 3+N-pole, In=12A, Icu=15kA (IEC 60947-2) | 80.3393 | 1
279032 | FAZ-B12/4 | Circuit breaker FAZ, char B, 4-pole, In=12A, Icu=15kA (IEC 60947-2) | 100.4241 | 1
278533 | FAZ-B13/1 | Circuit breaker FAZ, char B, 1-pole, In=13A, Icu=15kA (IEC 60947-2) | 15.9005 | 1
176068 | FAZ-B13/1-DC |  | 79.5024 | 1
278646 | FAZ-B13/1N | Circuit breaker FAZ, char B, 1+N-pole, In=13A, Icu=15kA (IEC 60947-2) | 34.9811 | 1
278732 | FAZ-B13/2 | Circuit breaker FAZ, char B, 2-pole, In=13A, Icu=15kA (IEC 60947-2) | 48.9735 | 1
176080 | FAZ-B13/2-DC |  | 119.2537 | 1
278845 | FAZ-B13/3 | Circuit breaker FAZ, char B, 3-pole, In=13A, Icu=15kA (IEC 60947-2) | 63.602 | 1
278947 | FAZ-B13/3N | Circuit breaker FAZ, char B, 3+N-pole, In=13A, Icu=15kA (IEC 60947-2) | 76.5734 | 1
279033 | FAZ-B13/4 | Circuit breaker FAZ, char B, 4-pole, In=13A, Icu=15kA (IEC 60947-2) | 95.4029 | 1
278534 | FAZ-B15/1 | Circuit breaker FAZ, char B, 1-pole, In=15A, Icu=15kA (IEC 60947-2) | 15.0636 | 1
278647 | FAZ-B15/1N | Circuit breaker FAZ, char B, 1+N-pole, In=15A, Icu=15kA (IEC 60947-2) | 33.14 | 1
278733 | FAZ-B15/2 | Circuit breaker FAZ, char B, 2-pole, In=15A, Icu=15kA (IEC 60947-2) | 46.3959 | 1
278846 | FAZ-B15/3 | Circuit breaker FAZ, char B, 3-pole, In=15A, Icu=15kA (IEC 60947-2) | 60.3147 | 1
278948 | FAZ-B15/3N | Circuit breaker FAZ, char B, 3+N-pole, In=15A, Icu=15kA (IEC 60947-2) | 72.3891 | 1
279034 | FAZ-B15/4 | Circuit breaker FAZ, char B, 4-pole, In=15A, Icu=15kA (IEC 60947-2) | 90.3817 | 1
278535 | FAZ-B16/1 | Circuit breaker FAZ, char B, 1-pole, In=16A, Icu=15kA (IEC 60947-2) | 11.7161 | 1
176069 | FAZ-B16/1-DC |  | 47.7015 | 1
278648 | FAZ-B16/1N | Circuit breaker FAZ, char B, 1+N-pole, In=16A, Icu=15kA (IEC 60947-2) | 25.7755 | 1
278734 | FAZ-B16/2 | Circuit breaker FAZ, char B, 2-pole, In=16A, Icu=15kA (IEC 60947-2) | 36.0857 | 1
176081 | FAZ-B16/2-DC |  | 71.5522 | 1
278847 | FAZ-B16/3 | Circuit breaker FAZ, char B, 3-pole, In=16A, Icu=15kA (IEC 60947-2) | 46.9115 | 1
278949 | FAZ-B16/3N | Circuit breaker FAZ, char B, 3+N-pole, In=16A, Icu=15kA (IEC 60947-2) | 56.2938 | 1
279035 | FAZ-B16/4 | Circuit breaker FAZ, char B, 4-pole, In=16A, Icu=15kA (IEC 60947-2) | 70.2969 | 1
278524 | FAZ-B2,5/1 | Circuit breaker FAZ, char B, 1-pole, In=2,5A, Icu=15kA (IEC 60947-2) | 23.4323 | 1
278637 | FAZ-B2,5/1N | Circuit breaker FAZ, char B, 1+N-pole, In=2,5A, Icu=15kA (IEC 60947-2) | 51.5511 | 1
278723 | FAZ-B2,5/2 | Circuit breaker FAZ, char B, 2-pole, In=2,5A, Icu=15kA (IEC 60947-2) | 71.9706 | 1
278836 | FAZ-B2,5/3 | Circuit breaker FAZ, char B, 3-pole, In=2,5A, Icu=15kA (IEC 60947-2) | 93.7292 | 1
278938 | FAZ-B2,5/3N | Circuit breaker FAZ, char B, 3+N-pole, In=2,5A, Icu=15kA (IEC 60947-2) | 112.5587 | 1
279024 | FAZ-B2,5/4 | Circuit breaker FAZ, char B, 4-pole, In=2,5A, Icu=15kA (IEC 60947-2) | 140.5938 | 1
278523 | FAZ-B2/1 | Circuit breaker FAZ, char B, 1-pole, In=2A, Icu=15kA (IEC 60947-2) | 23.4323 | 1
176063 | FAZ-B2/1-DC |  | 107.5375 | 1
278636 | FAZ-B2/1N | Circuit breaker FAZ, char B, 1+N-pole, In=2A, Icu=15kA (IEC 60947-2) | 51.5511 | 1
278722 | FAZ-B2/2 | Circuit breaker FAZ, char B, 2-pole, In=2A, Icu=15kA (IEC 60947-2) | 71.9706 | 1
176075 | FAZ-B2/2-DC |  | 161.097 | 1
278835 | FAZ-B2/3 | Circuit breaker FAZ, char B, 3-pole, In=2A, Icu=15kA (IEC 60947-2) | 93.7292 | 1
278937 | FAZ-B2/3N | Circuit breaker FAZ, char B, 3+N-pole, In=2A, Icu=15kA (IEC 60947-2) | 112.5587 | 1
279023 | FAZ-B2/4 | Circuit breaker FAZ, char B, 4-pole, In=2A, Icu=15kA (IEC 60947-2) | 140.5938 | 1
278536 | FAZ-B20/1 | Circuit breaker FAZ, char B, 1-pole, In=20A, Icu=15kA (IEC 60947-2) | 16.7374 | 1
176070 | FAZ-B20/1-DC |  | 99.5873 | 1
278649 | FAZ-B20/1N | Circuit breaker FAZ, char B, 1+N-pole, In=20A, Icu=15kA (IEC 60947-2) | 36.8222 | 1
278735 | FAZ-B20/2 | Circuit breaker FAZ, char B, 2-pole, In=20A, Icu=15kA (IEC 60947-2) | 51.5511 | 1
176082 | FAZ-B20/2-DC |  | 148.9625 | 1
278848 | FAZ-B20/3 | Circuit breaker FAZ, char B, 3-pole, In=20A, Icu=15kA (IEC 60947-2) | 66.9494 | 1
278950 | FAZ-B20/3N | Circuit breaker FAZ, char B, 3+N-pole, In=20A, Icu=15kA (IEC 60947-2) | 80.3393 | 1
279036 | FAZ-B20/4 | Circuit breaker FAZ, char B, 4-pole, In=20A, Icu=15kA (IEC 60947-2) | 100.4241 | 1
278537 | FAZ-B25/1 | Circuit breaker FAZ, char B, 1-pole, In=25A, Icu=15kA (IEC 60947-2) | 25.106 | 1
176071 | FAZ-B25/1-DC |  | 103.3532 | 1
278650 | FAZ-B25/1N | Circuit breaker FAZ, char B, 1+N-pole, In=25A, Icu=15kA (IEC 60947-2) | 55.2333 | 1
278736 | FAZ-B25/2 | Circuit breaker FAZ, char B, 2-pole, In=25A, Icu=15kA (IEC 60947-2) | 77.4103 | 1
176083 | FAZ-B25/2-DC |  | 155.239 | 1
278849 | FAZ-B25/3 | Circuit breaker FAZ, char B, 3-pole, In=25A, Icu=15kA (IEC 60947-2) | 100.4241 | 1
278951 | FAZ-B25/3N | Circuit breaker FAZ, char B, 3+N-pole, In=25A, Icu=15kA (IEC 60947-2) | 120.509 | 1
279037 | FAZ-B25/4 | Circuit breaker FAZ, char B, 4-pole, In=25A, Icu=15kA (IEC 60947-2) | 150.6362 | 1
278526 | FAZ-B3,5/1 | Circuit breaker FAZ, char B, 1-pole, In=3,5A, Icu=15kA (IEC 60947-2) | 21.3401 | 1
278639 | FAZ-B3,5/1N | Circuit breaker FAZ, char B, 1+N-pole, In=3,5A, Icu=15kA (IEC 60947-2) | 46.9483 | 1
278725 | FAZ-B3,5/2 | Circuit breaker FAZ, char B, 2-pole, In=3,5A, Icu=15kA (IEC 60947-2) | 65.6941 | 1
278838 | FAZ-B3,5/3 | Circuit breaker FAZ, char B, 3-pole, In=3,5A, Icu=15kA (IEC 60947-2) | 85.3605 | 1
278940 | FAZ-B3,5/3N | Circuit breaker FAZ, char B, 3+N-pole, In=3,5A, Icu=15kA (IEC 60947-2) | 102.5163 | 1
279026 | FAZ-B3,5/4 | Circuit breaker FAZ, char B, 4-pole, In=3,5A, Icu=15kA (IEC 60947-2) | 128.0408 | 1
278525 | FAZ-B3/1 | Circuit breaker FAZ, char B, 1-pole, In=3A, Icu=15kA (IEC 60947-2) | 21.3401 | 1
176064 | FAZ-B3/1-DC |  | 103.3532 | 1
278638 | FAZ-B3/1N | Circuit breaker FAZ, char B, 1+N-pole, In=3A, Icu=15kA (IEC 60947-2) | 46.9483 | 1
278724 | FAZ-B3/2 | Circuit breaker FAZ, char B, 2-pole, In=3A, Icu=15kA (IEC 60947-2) | 65.6941 | 1
176076 | FAZ-B3/2-DC |  | 155.239 | 1
278837 | FAZ-B3/3 | Circuit breaker FAZ, char B, 3-pole, In=3A, Icu=15kA (IEC 60947-2) | 85.3605 | 1
278939 | FAZ-B3/3N | Circuit breaker FAZ, char B, 3+N-pole, In=3A, Icu=15kA (IEC 60947-2) | 102.5163 | 1
279025 | FAZ-B3/4 | Circuit breaker FAZ, char B, 4-pole, In=3A, Icu=15kA (IEC 60947-2) | 128.0408 | 1
167488 | FAZ-B30/2 | Circuit breaker FAZ, char B, 2-pole, In=30A, Icu=15kA (IEC 60947-2) | 83.6868 | 1
167494 | FAZ-B30/3 | Circuit breaker FAZ, char B, 3-pole, In=30A, Icu=15kA (IEC 60947-2) | 108.7928 | 1
278538 | FAZ-B32/1 | Circuit breaker FAZ, char B, 1-pole, In=32A, Icu=15kA (IEC 60947-2) | 27.1982 | 1
176072 | FAZ-B32/1-DC |  | 107.5375 | 1
278651 | FAZ-B32/1N | Circuit breaker FAZ, char B, 1+N-pole, In=32A, Icu=15kA (IEC 60947-2) | 59.836 | 1
278737 | FAZ-B32/2 | Circuit breaker FAZ, char B, 2-pole, In=32A, Icu=15kA (IEC 60947-2) | 83.6868 | 1
176084 | FAZ-B32/2-DC |  | 161.097 | 1
278850 | FAZ-B32/3 | Circuit breaker FAZ, char B, 3-pole, In=32A, Icu=15kA (IEC 60947-2) | 108.7928 | 1
278952 | FAZ-B32/3N | Circuit breaker FAZ, char B, 3+N-pole, In=32A, Icu=15kA (IEC 60947-2) | 130.5514 | 1
279038 | FAZ-B32/4 | Circuit breaker FAZ, char B, 4-pole, In=32A, Icu=15kA (IEC 60947-2) | 163.1892 | 1
278527 | FAZ-B4/1 | Circuit breaker FAZ, char B, 1-pole, In=4A, Icu=15kA (IEC 60947-2) | 18.8295 | 1
176065 | FAZ-B4/1-DC |  | 99.5873 | 1
279274 | FAZ-B4/1-HS | Auxiliary circ. breaker FAZ, char B, 1-pole, In=4A, Icn=10kA (IEC 60898) | 54.4659 | 1
278640 | FAZ-B4/1N | Circuit breaker FAZ, char B, 1+N-pole, In=4A, Icu=15kA (IEC 60947-2) | 41.425 | 1
278726 | FAZ-B4/2 | Circuit breaker FAZ, char B, 2-pole, In=4A, Icu=15kA (IEC 60947-2) | 57.9949 | 1
176077 | FAZ-B4/2-DC |  | 148.9625 | 1
279275 | FAZ-B4/2-HS | Auxiliary circ. breaker FAZ, char B, 2-pole, In=4A, Icn=10kA (IEC 60898) | 93.23 | 1
278839 | FAZ-B4/3 | Circuit breaker FAZ, char B, 3-pole, In=4A, Icu=15kA (IEC 60947-2) | 75.3181 | 1
278941 | FAZ-B4/3N | Circuit breaker FAZ, char B, 3+N-pole, In=4A, Icu=15kA (IEC 60947-2) | 90.3817 | 1
279027 | FAZ-B4/4 | Circuit breaker FAZ, char B, 4-pole, In=4A, Icu=15kA (IEC 60947-2) | 112.9771 | 1
278539 | FAZ-B40/1 | Circuit breaker FAZ, char B, 1-pole, In=40A, Icu=15kA (IEC 60947-2) | 33.4747 | 1
176073 | FAZ-B40/1-DC |  | 111.3034 | 1
278652 | FAZ-B40/1N | Circuit breaker FAZ, char B, 1+N-pole, In=40A, Icu=15kA (IEC 60947-2) | 73.6444 | 1
278738 | FAZ-B40/2 | Circuit breaker FAZ, char B, 2-pole, In=40A, Icu=15kA (IEC 60947-2) | 102.9347 | 1
176085 | FAZ-B40/2-DC |  | 166.9551 | 1
278851 | FAZ-B40/3 | Circuit breaker FAZ, char B, 3-pole, In=40A, Icu=15kA (IEC 60947-2) | 133.8988 | 1
278953 | FAZ-B40/3N | Circuit breaker FAZ, char B, 3+N-pole, In=40A, Icu=15kA (IEC 60947-2) | 160.6786 | 1
279039 | FAZ-B40/4 | Circuit breaker FAZ, char B, 4-pole, In=40A, Icu=15kA (IEC 60947-2) | 200.8483 | 1
278528 | FAZ-B5/1 | Circuit breaker FAZ, char B, 1-pole, In=5A, Icu=15kA (IEC 60947-2) | 18.8295 | 1
278641 | FAZ-B5/1N | Circuit breaker FAZ, char B, 1+N-pole, In=5A, Icu=15kA (IEC 60947-2) | 41.425 | 1
132419 | FAZ-B5/1-NA |  | 33.4747 | 1
278727 | FAZ-B5/2 | Circuit breaker FAZ, char B, 2-pole, In=5A, Icu=15kA (IEC 60947-2) | 57.9949 | 1
278840 | FAZ-B5/3 | Circuit breaker FAZ, char B, 3-pole, In=5A, Icu=15kA (IEC 60947-2) | 75.3181 | 1
278942 | FAZ-B5/3N | Circuit breaker FAZ, char B, 3+N-pole, In=5A, Icu=15kA (IEC 60947-2) | 90.3817 | 1
279028 | FAZ-B5/4 | Circuit breaker FAZ, char B, 4-pole, In=5A, Icu=15kA (IEC 60947-2) | 112.9771 | 1
278540 | FAZ-B50/1 | Circuit breaker FAZ, char B, 1-pole, In=50A, Icu=15kA (IEC 60947-2) | 41.8434 | 1
176074 | FAZ-B50/1-DC |  | 119.2537 | 1
278653 | FAZ-B50/1N | Circuit breaker FAZ, char B, 1+N-pole, In=50A, Icu=15kA (IEC 60947-2) | 92.0555 | 1
278739 | FAZ-B50/2 | Circuit breaker FAZ, char B, 2-pole, In=50A, Icu=15kA (IEC 60947-2) | 128.8776 | 1
176086 | FAZ-B50/2-DC |  | 179.0897 | 1
278852 | FAZ-B50/3 | Circuit breaker FAZ, char B, 3-pole, In=50A, Icu=15kA (IEC 60947-2) | 167.3736 | 1
278954 | FAZ-B50/3N | Circuit breaker FAZ, char B, 3+N-pole, In=50A, Icu=15kA (IEC 60947-2) | 200.8483 | 1
279040 | FAZ-B50/4 | Circuit breaker FAZ, char B, 4-pole, In=50A, Icu=15kA (IEC 60947-2) | 251.4788 | 1
278529 | FAZ-B6/1 | Circuit breaker FAZ, char B, 1-pole, In=6A, Icu=15kA (IEC 60947-2) | 17.9927 | 1
176066 | FAZ-B6/1-DC |  | 95.4029 | 1
278642 | FAZ-B6/1N | Circuit breaker FAZ, char B, 1+N-pole, In=6A, Icu=15kA (IEC 60947-2) | 39.5838 | 1
278728 | FAZ-B6/2 | Circuit breaker FAZ, char B, 2-pole, In=6A, Icu=15kA (IEC 60947-2) | 55.4174 | 1
176078 | FAZ-B6/2-DC |  | 143.1044 | 1
278841 | FAZ-B6/3 | Circuit breaker FAZ, char B, 3-pole, In=6A, Icu=15kA (IEC 60947-2) | 71.9706 | 1
278943 | FAZ-B6/3N | Circuit breaker FAZ, char B, 3+N-pole, In=6A, Icu=15kA (IEC 60947-2) | 86.6158 | 1
279029 | FAZ-B6/4 | Circuit breaker FAZ, char B, 4-pole, In=6A, Icu=15kA (IEC 60947-2) | 107.9559 | 1
278541 | FAZ-B63/1 | Circuit breaker FAZ, char B, 1-pole, In=63A, Icu=15kA (IEC 60947-2) | 46.0277 | 1
278654 | FAZ-B63/1N | Circuit breaker FAZ, char B, 1+N-pole, In=63A, Icu=15kA (IEC 60947-2) | 101.261 | 1
278740 | FAZ-B63/2 | Circuit breaker FAZ, char B, 2-pole, In=63A, Icu=15kA (IEC 60947-2) | 141.8491 | 1
278853 | FAZ-B63/3 | Circuit breaker FAZ, char B, 3-pole, In=63A, Icu=15kA (IEC 60947-2) | 184.1109 | 1
278955 | FAZ-B63/3N | Circuit breaker FAZ, char B, 3+N-pole, In=63A, Icu=15kA (IEC 60947-2) | 221.3515 | 1
279041 | FAZ-B63/4 | Circuit breaker FAZ, char B, 4-pole, In=63A, Icu=15kA (IEC 60947-2) | 276.5848 | 1
167487 | FAZ-B7/2 | Circuit breaker FAZ, char B, 2-pole, In=7A, Icu=15kA (IEC 60947-2) | 55.4174 | 1
167493 | FAZ-B7/3 | Circuit breaker FAZ, char B, 3-pole, In=7A, Icu=15kA (IEC 60947-2) | 71.9706 | 1
167463 | FAZ-B7/4 | Circuit breaker FAZ, char B, 4-pole, In=7A, Icu=15kA (IEC 60947-2) | 107.9559 | 1
278530 | FAZ-B8/1 | Circuit breaker FAZ, char B, 1-pole, In=8A, Icu=15kA (IEC 60947-2) | 17.5742 | 1
278643 | FAZ-B8/1N | Circuit breaker FAZ, char B, 1+N-pole, In=8A, Icu=15kA (IEC 60947-2) | 38.6633 | 1
278729 | FAZ-B8/2 | Circuit breaker FAZ, char B, 2-pole, In=8A, Icu=15kA (IEC 60947-2) | 54.1286 | 1
278842 | FAZ-B8/3 | Circuit breaker FAZ, char B, 3-pole, In=8A, Icu=15kA (IEC 60947-2) | 70.2969 | 1
278944 | FAZ-B8/3N | Circuit breaker FAZ, char B, 3+N-pole, In=8A, Icu=15kA (IEC 60947-2) | 84.5236 | 1
279030 | FAZ-B8/4 | Circuit breaker FAZ, char B, 4-pole, In=8A, Icu=15kA (IEC 60947-2) | 105.4453 | 1
278542 | FAZ-C0,16/1 | Circuit breaker FAZ, char C, 1-pole, In=0,16A, Icu=15kA (IEC 60947-2) | 37.659 | 1
278655 | FAZ-C0,16/1N | Circuit breaker FAZ, char C, 1+N-pole, In=0,16A, Icu=15kA (IEC 60947-2) | 82.8499 | 1
278741 | FAZ-C0,16/2 | Circuit breaker FAZ, char C, 2-pole, In=0,16A, Icu=15kA (IEC 60947-2) | 115.9062 | 1
278854 | FAZ-C0,16/3 | Circuit breaker FAZ, char C, 3-pole, In=0,16A, Icu=15kA (IEC 60947-2) | 150.6362 | 1
278956 | FAZ-C0,16/3N | Circuit breaker FAZ, char C, 3+N-pole, In=0,16A, Icu=15kA (IEC 60947-2) | 180.7634 | 1
279042 | FAZ-C0,16/4 | Circuit breaker FAZ, char C, 4-pole, In=0,16A, Icu=15kA (IEC 60947-2) | 226.3727 | 1
278543 | FAZ-C0,25/1 | Circuit breaker FAZ, char C, 1-pole, In=0,25A, Icu=15kA (IEC 60947-2) | 37.659 | 1
278656 | FAZ-C0,25/1N | Circuit breaker FAZ, char C, 1+N-pole, In=0,25A, Icu=15kA (IEC 60947-2) | 82.8499 | 1
278742 | FAZ-C0,25/2 | Circuit breaker FAZ, char C, 2-pole, In=0,25A, Icu=15kA (IEC 60947-2) | 115.9062 | 1
278855 | FAZ-C0,25/3 | Circuit breaker FAZ, char C, 3-pole, In=0,25A, Icu=15kA (IEC 60947-2) | 150.6362 | 1
278957 | FAZ-C0,25/3N | Circuit breaker FAZ, char C, 3+N-pole, In=0,25A, Icu=15kA (IEC 60947-2) | 180.7634 | 1
279043 | FAZ-C0,25/4 | Circuit breaker FAZ, char C, 4-pole, In=0,25A, Icu=15kA (IEC 60947-2) | 226.3727 | 1
278544 | FAZ-C0,5/1 | Circuit breaker FAZ, char C, 1-pole, In=0,5A, Icu=15kA (IEC 60947-2) | 35.5669 | 1
278657 | FAZ-C0,5/1N | Circuit breaker FAZ, char C, 1+N-pole, In=0,5A, Icu=15kA (IEC 60947-2) | 78.2471 | 1
278743 | FAZ-C0,5/2 | Circuit breaker FAZ, char C, 2-pole, In=0,5A, Icu=15kA (IEC 60947-2) | 109.6297 | 1
278856 | FAZ-C0,5/3 | Circuit breaker FAZ, char C, 3-pole, In=0,5A, Icu=15kA (IEC 60947-2) | 142.2675 | 1
278958 | FAZ-C0,5/3N | Circuit breaker FAZ, char C, 3+N-pole, In=0,5A, Icu=15kA (IEC 60947-2) | 170.721 | 1
279044 | FAZ-C0,5/4 | Circuit breaker FAZ, char C, 4-pole, In=0,5A, Icu=15kA (IEC 60947-2) | 213.8197 | 1
278545 | FAZ-C0,75/1 | Circuit breaker FAZ, char C, 1-pole, In=0,75A, Icu=15kA (IEC 60947-2) | 35.5669 | 1
278658 | FAZ-C0,75/1N | Circuit breaker FAZ, char C, 1+N-pole, In=0,75A, Icu=15kA (IEC 60947-2) | 78.2471 | 1
278744 | FAZ-C0,75/2 | Circuit breaker FAZ, char C, 2-pole, In=0,75A, Icu=15kA (IEC 60947-2) | 109.6297 | 1
278857 | FAZ-C0,75/3 | Circuit breaker FAZ, char C, 3-pole, In=0,75A, Icu=15kA (IEC 60947-2) | 142.2675 | 1
278959 | FAZ-C0,75/3N | Circuit breaker FAZ, char C, 3+N-pole, In=0,75A, Icu=15kA (IEC 60947-2) | 170.721 | 1
279045 | FAZ-C0,75/4 | Circuit breaker FAZ, char C, 4-pole, In=0,75A, Icu=15kA (IEC 60947-2) | 213.8197 | 1
278547 | FAZ-C1,5/1 | Circuit breaker FAZ, char C, 1-pole, In=1,5A, Icu=15kA (IEC 60947-2) | 34.3116 | 1
278660 | FAZ-C1,5/1N | Circuit breaker FAZ, char C, 1+N-pole, In=1,5A, Icu=15kA (IEC 60947-2) | 75.3181 | 1
278746 | FAZ-C1,5/2 | Circuit breaker FAZ, char C, 2-pole, In=1,5A, Icu=15kA (IEC 60947-2) | 105.8638 | 1
278859 | FAZ-C1,5/3 | Circuit breaker FAZ, char C, 3-pole, In=1,5A, Icu=15kA (IEC 60947-2) | 137.2463 | 1
278961 | FAZ-C1,5/3N | Circuit breaker FAZ, char C, 3+N-pole, In=1,5A, Icu=15kA (IEC 60947-2) | 164.863 | 1
279047 | FAZ-C1,5/4 | Circuit breaker FAZ, char C, 4-pole, In=1,5A, Icu=15kA (IEC 60947-2) | 205.8695 | 1
278548 | FAZ-C1,6/1 | Circuit breaker FAZ, char C, 1-pole, In=1,6A, Icu=15kA (IEC 60947-2) | 34.3116 | 1
278661 | FAZ-C1,6/1N | Circuit breaker FAZ, char C, 1+N-pole, In=1,6A, Icu=15kA (IEC 60947-2) | 75.3181 | 1
278747 | FAZ-C1,6/2 | Circuit breaker FAZ, char C, 2-pole, In=1,6A, Icu=15kA (IEC 60947-2) | 105.8638 | 1
278860 | FAZ-C1,6/3 | Circuit breaker FAZ, char C, 3-pole, In=1,6A, Icu=15kA (IEC 60947-2) | 137.2463 | 1
278962 | FAZ-C1,6/3N | Circuit breaker FAZ, char C, 3+N-pole, In=1,6A, Icu=15kA (IEC 60947-2) | 164.863 | 1
279048 | FAZ-C1,6/4 | Circuit breaker FAZ, char C, 4-pole, In=1,6A, Icu=15kA (IEC 60947-2) | 205.8695 | 1
278546 | FAZ-C1/1 | Circuit breaker FAZ, char C, 1-pole, In=1A, Icu=15kA (IEC 60947-2) | 34.3116 | 1
278659 | FAZ-C1/1N | Circuit breaker FAZ, char C, 1+N-pole, In=1A, Icu=15kA (IEC 60947-2) | 75.3181 | 1
278745 | FAZ-C1/2 | Circuit breaker FAZ, char C, 2-pole, In=1A, Icu=15kA (IEC 60947-2) | 105.8638 | 1
278858 | FAZ-C1/3 | Circuit breaker FAZ, char C, 3-pole, In=1A, Icu=15kA (IEC 60947-2) | 137.2463 | 1
278960 | FAZ-C1/3N | Circuit breaker FAZ, char C, 3+N-pole, In=1A, Icu=15kA (IEC 60947-2) | 164.863 | 1
279046 | FAZ-C1/4 | Circuit breaker FAZ, char C, 4-pole, In=1A, Icu=15kA (IEC 60947-2) | 205.8695 | 1
278557 | FAZ-C10/1 | Circuit breaker FAZ, char C, 1-pole, In=10A, Icu=15kA (IEC 60947-2) | 15.4821 | 1
279126 | FAZ-C10/1-DC | Circuit breaker FAZ, for DC char C, 1-pole, In=10A, Icu=10kA (IEC 60947-2) | 92.0555 | 1
278670 | FAZ-C10/1N | Circuit breaker FAZ, char C, 1+N-pole, In=10A, Icu=15kA (IEC 60947-2) | 34.0605 | 1
278756 | FAZ-C10/2 | Circuit breaker FAZ, char C, 2-pole, In=10A, Icu=15kA (IEC 60947-2) | 47.6847 | 1
279138 | FAZ-C10/2-DC | Circuit breaker FAZ, for DC char C, 2-pole, In=10A, Icu=10kA (IEC 60947-2) | 138.0832 | 1
278869 | FAZ-C10/3 | Circuit breaker FAZ, char C, 3-pole, In=10A, Icu=15kA (IEC 60947-2) | 61.9282 | 1
278971 | FAZ-C10/3N | Circuit breaker FAZ, char C, 3+N-pole, In=10A, Icu=15kA (IEC 60947-2) | 74.4812 | 1
279057 | FAZ-C10/4 | Circuit breaker FAZ, char C, 4-pole, In=10A, Icu=15kA (IEC 60947-2) | 92.8923 | 1
278558 | FAZ-C12/1 | Circuit breaker FAZ, char C, 1-pole, In=12A, Icu=15kA (IEC 60947-2) | 15.2728 | 1
278671 | FAZ-C12/1N | Circuit breaker FAZ, char C, 1+N-pole, In=12A, Icu=15kA (IEC 60947-2) | 33.6002 | 1
278757 | FAZ-C12/2 | Circuit breaker FAZ, char C, 2-pole, In=12A, Icu=15kA (IEC 60947-2) | 47.0403 | 1
278870 | FAZ-C12/3 | Circuit breaker FAZ, char C, 3-pole, In=12A, Icu=15kA (IEC 60947-2) | 61.1524 | 1
278972 | FAZ-C12/3N | Circuit breaker FAZ, char C, 3+N-pole, In=12A, Icu=15kA (IEC 60947-2) | 73.2259 | 1
279058 | FAZ-C12/4 | Circuit breaker FAZ, char C, 4-pole, In=12A, Icu=15kA (IEC 60947-2) | 91.637 | 1
278559 | FAZ-C13/1 | Circuit breaker FAZ, char C, 1-pole, In=13A, Icu=15kA (IEC 60947-2) | 15.0636 | 1
279127 | FAZ-C13/1-DC | Circuit breaker FAZ, for DC char C, 1-pole, In=13A, Icu=10kA (IEC 60947-2) | 83.6868 | 1
278672 | FAZ-C13/1N | Circuit breaker FAZ, char C, 1+N-pole, In=13A, Icu=15kA (IEC 60947-2) | 33.14 | 1
278758 | FAZ-C13/2 | Circuit breaker FAZ, char C, 2-pole, In=13A, Icu=15kA (IEC 60947-2) | 46.3959 | 1
279139 | FAZ-C13/2-DC | Circuit breaker FAZ, for DC char C, 2-pole, In=13A, Icu=10kA (IEC 60947-2) | 125.5302 | 1
278871 | FAZ-C13/3 | Circuit breaker FAZ, char C, 3-pole, In=13A, Icu=15kA (IEC 60947-2) | 60.3147 | 1
278973 | FAZ-C13/3N | Circuit breaker FAZ, char C, 3+N-pole, In=13A, Icu=15kA (IEC 60947-2) | 72.3891 | 1
279059 | FAZ-C13/4 | Circuit breaker FAZ, char C, 4-pole, In=13A, Icu=15kA (IEC 60947-2) | 90.3817 | 1
278560 | FAZ-C15/1 | Circuit breaker FAZ, char C, 1-pole, In=15A, Icu=15kA (IEC 60947-2) | 14.2268 | 1
278673 | FAZ-C15/1N | Circuit breaker FAZ, char C, 1+N-pole, In=15A, Icu=15kA (IEC 60947-2) | 31.2989 | 1
278759 | FAZ-C15/2 | Circuit breaker FAZ, char C, 2-pole, In=15A, Icu=15kA (IEC 60947-2) | 43.8184 | 1
278872 | FAZ-C15/3 | Circuit breaker FAZ, char C, 3-pole, In=15A, Icu=15kA (IEC 60947-2) | 56.9639 | 1
278974 | FAZ-C15/3N | Circuit breaker FAZ, char C, 3+N-pole, In=15A, Icu=15kA (IEC 60947-2) | 68.2047 | 1
279060 | FAZ-C15/4 | Circuit breaker FAZ, char C, 4-pole, In=15A, Icu=15kA (IEC 60947-2) | 85.3605 | 1
278561 | FAZ-C16/1 | Circuit breaker FAZ, char C, 1-pole, In=16A, Icu=15kA (IEC 60947-2) | 13.3899 | 1
279128 | FAZ-C16/1-DC | Circuit breaker FAZ, for DC char C, 1-pole, In=16A, Icu=10kA (IEC 60947-2) | 50.2121 | 1
278674 | FAZ-C16/1N | Circuit breaker FAZ, char C, 1+N-pole, In=16A, Icu=15kA (IEC 60947-2) | 29.4577 | 1
278760 | FAZ-C16/2 | Circuit breaker FAZ, char C, 2-pole, In=16A, Icu=15kA (IEC 60947-2) | 41.2408 | 1
279140 | FAZ-C16/2-DC | Circuit breaker FAZ, for DC char C, 2-pole, In=16A, Icu=10kA (IEC 60947-2) | 75.3181 | 1
278873 | FAZ-C16/3 | Circuit breaker FAZ, char C, 3-pole, In=16A, Icu=15kA (IEC 60947-2) | 53.6131 | 1
278975 | FAZ-C16/3N | Circuit breaker FAZ, char C, 3+N-pole, In=16A, Icu=15kA (IEC 60947-2) | 64.4388 | 1
279061 | FAZ-C16/4 | Circuit breaker FAZ, char C, 4-pole, In=16A, Icu=15kA (IEC 60947-2) | 80.3393 | 1
278550 | FAZ-C2,5/1 | Circuit breaker FAZ, char C, 1-pole, In=2,5A, Icu=15kA (IEC 60947-2) | 32.2194 | 1
278663 | FAZ-C2,5/1N | Circuit breaker FAZ, char C, 1+N-pole, In=2,5A, Icu=15kA (IEC 60947-2) | 70.7153 | 1
278749 | FAZ-C2,5/2 | Circuit breaker FAZ, char C, 2-pole, In=2,5A, Icu=15kA (IEC 60947-2) | 99.1688 | 1
278862 | FAZ-C2,5/3 | Circuit breaker FAZ, char C, 3-pole, In=2,5A, Icu=15kA (IEC 60947-2) | 128.8776 | 1
278964 | FAZ-C2,5/3N | Circuit breaker FAZ, char C, 3+N-pole, In=2,5A, Icu=15kA (IEC 60947-2) | 154.8205 | 1
279050 | FAZ-C2,5/4 | Circuit breaker FAZ, char C, 4-pole, In=2,5A, Icu=15kA (IEC 60947-2) | 193.3165 | 1
278549 | FAZ-C2/1 | Circuit breaker FAZ, char C, 1-pole, In=2A, Icu=15kA (IEC 60947-2) | 32.2194 | 1
279122 | FAZ-C2/1-DC | Circuit breaker FAZ, for DC char C, 1-pole, In=2A, Icu=10kA (IEC 60947-2) | 112.9771 | 1
278662 | FAZ-C2/1N | Circuit breaker FAZ, char C, 1+N-pole, In=2A, Icu=15kA (IEC 60947-2) | 70.7153 | 1
278748 | FAZ-C2/2 | Circuit breaker FAZ, char C, 2-pole, In=2A, Icu=15kA (IEC 60947-2) | 99.1688 | 1
279134 | FAZ-C2/2-DC | Circuit breaker FAZ, for DC char C, 2-pole, In=2A, Icu=10kA (IEC 60947-2) | 169.4657 | 1
278861 | FAZ-C2/3 | Circuit breaker FAZ, char C, 3-pole, In=2A, Icu=15kA (IEC 60947-2) | 128.8776 | 1
278963 | FAZ-C2/3N | Circuit breaker FAZ, char C, 3+N-pole, In=2A, Icu=15kA (IEC 60947-2) | 154.8205 | 1
279049 | FAZ-C2/4 | Circuit breaker FAZ, char C, 4-pole, In=2A, Icu=15kA (IEC 60947-2) | 193.3165 | 1
278562 | FAZ-C20/1 | Circuit breaker FAZ, char C, 1-pole, In=20A, Icu=15kA (IEC 60947-2) | 14.2268 | 1
279129 | FAZ-C20/1-DC | Circuit breaker FAZ, for DC char C, 1-pole, In=20A, Icu=10kA (IEC 60947-2) | 104.6085 | 1
278675 | FAZ-C20/1N | Circuit breaker FAZ, char C, 1+N-pole, In=20A, Icu=15kA (IEC 60947-2) | 31.2989 | 1
278761 | FAZ-C20/2 | Circuit breaker FAZ, char C, 2-pole, In=20A, Icu=15kA (IEC 60947-2) | 43.8184 | 1
279141 | FAZ-C20/2-DC | Circuit breaker FAZ, for DC char C, 2-pole, In=20A, Icu=10kA (IEC 60947-2) | 156.9127 | 1
278874 | FAZ-C20/3 | Circuit breaker FAZ, char C, 3-pole, In=20A, Icu=15kA (IEC 60947-2) | 56.9639 | 1
278976 | FAZ-C20/3N | Circuit breaker FAZ, char C, 3+N-pole, In=20A, Icu=15kA (IEC 60947-2) | 68.2047 | 1
279062 | FAZ-C20/4 | Circuit breaker FAZ, char C, 4-pole, In=20A, Icu=15kA (IEC 60947-2) | 85.3605 | 1
278563 | FAZ-C25/1 | Circuit breaker FAZ, char C, 1-pole, In=25A, Icu=15kA (IEC 60947-2) | 15.2728 | 1
279130 | FAZ-C25/1-DC | Circuit breaker FAZ, for DC char C, 1-pole, In=25A, Icu=10kA (IEC 60947-2) | 108.7928 | 1
278676 | FAZ-C25/1N | Circuit breaker FAZ, char C, 1+N-pole, In=25A, Icu=15kA (IEC 60947-2) | 33.6002 | 1
278762 | FAZ-C25/2 | Circuit breaker FAZ, char C, 2-pole, In=25A, Icu=15kA (IEC 60947-2) | 47.0403 | 1
279142 | FAZ-C25/2-DC | Circuit breaker FAZ, for DC char C, 2-pole, In=25A, Icu=10kA (IEC 60947-2) | 163.1892 | 1
278875 | FAZ-C25/3 | Circuit breaker FAZ, char C, 3-pole, In=25A, Icu=15kA (IEC 60947-2) | 61.1524 | 1
278977 | FAZ-C25/3N | Circuit breaker FAZ, char C, 3+N-pole, In=25A, Icu=15kA (IEC 60947-2) | 73.2259 | 1
279063 | FAZ-C25/4 | Circuit breaker FAZ, char C, 4-pole, In=25A, Icu=15kA (IEC 60947-2) | 91.637 | 1
278552 | FAZ-C3,5/1 | Circuit breaker FAZ, char C, 1-pole, In=3,5A, Icu=15kA (IEC 60947-2) | 30.5457 | 1
278665 | FAZ-C3,5/1N | Circuit breaker FAZ, char C, 1+N-pole, In=3,5A, Icu=15kA (IEC 60947-2) | 67.3679 | 1
278751 | FAZ-C3,5/2 | Circuit breaker FAZ, char C, 2-pole, In=3,5A, Icu=15kA (IEC 60947-2) | 94.1476 | 1
278864 | FAZ-C3,5/3 | Circuit breaker FAZ, char C, 3-pole, In=3,5A, Icu=15kA (IEC 60947-2) | 122.1827 | 1
278966 | FAZ-C3,5/3N | Circuit breaker FAZ, char C, 3+N-pole, In=3,5A, Icu=15kA (IEC 60947-2) | 146.8703 | 1
279052 | FAZ-C3,5/4 | Circuit breaker FAZ, char C, 4-pole, In=3,5A, Icu=15kA (IEC 60947-2) | 183.274 | 1
278551 | FAZ-C3/1 | Circuit breaker FAZ, char C, 1-pole, In=3A, Icu=15kA (IEC 60947-2) | 30.5457 | 1
279123 | FAZ-C3/1-DC | Circuit breaker FAZ, for DC char C, 1-pole, In=3A, Icu=10kA (IEC 60947-2) | 108.7928 | 1
278664 | FAZ-C3/1N | Circuit breaker FAZ, char C, 1+N-pole, In=3A, Icu=15kA (IEC 60947-2) | 67.3679 | 1
278750 | FAZ-C3/2 | Circuit breaker FAZ, char C, 2-pole, In=3A, Icu=15kA (IEC 60947-2) | 94.1476 | 1
279135 | FAZ-C3/2-DC | Circuit breaker FAZ, for DC char C, 2-pole, In=3A, Icu=10kA (IEC 60947-2) | 163.1892 | 1
278863 | FAZ-C3/3 | Circuit breaker FAZ, char C, 3-pole, In=3A, Icu=15kA (IEC 60947-2) | 122.1827 | 1
278965 | FAZ-C3/3N | Circuit breaker FAZ, char C, 3+N-pole, In=3A, Icu=15kA (IEC 60947-2) | 146.8703 | 1
279051 | FAZ-C3/4 | Circuit breaker FAZ, char C, 4-pole, In=3A, Icu=15kA (IEC 60947-2) | 183.274 | 1
167490 | FAZ-C30/2 | Circuit breaker FAZ, char C, 2-pole, In=30A, Icu=15kA (IEC 60947-2) | 47.6847 | 1
167460 | FAZ-C30/3 | Circuit breaker FAZ, char C, 3-pole, In=30A, Icu=15kA (IEC 60947-2) | 61.9282 | 1
278564 | FAZ-C32/1 | Circuit breaker FAZ, char C, 1-pole, In=32A, Icu=15kA (IEC 60947-2) | 15.9005 | 1
279131 | FAZ-C32/1-DC | Circuit breaker FAZ, for DC char C, 1-pole, In=32A, Icu=10kA (IEC 60947-2) | 112.9771 | 1
278677 | FAZ-C32/1N | Circuit breaker FAZ, char C, 1+N-pole, In=32A, Icu=15kA (IEC 60947-2) | 34.9811 | 1
278763 | FAZ-C32/2 | Circuit breaker FAZ, char C, 2-pole, In=32A, Icu=15kA (IEC 60947-2) | 48.9735 | 1
279143 | FAZ-C32/2-DC | Circuit breaker FAZ, for DC char C, 2-pole, In=32A, Icu=10kA (IEC 60947-2) | 169.4657 | 1
278876 | FAZ-C32/3 | Circuit breaker FAZ, char C, 3-pole, In=32A, Icu=15kA (IEC 60947-2) | 63.602 | 1
278978 | FAZ-C32/3N | Circuit breaker FAZ, char C, 3+N-pole, In=32A, Icu=15kA (IEC 60947-2) | 76.5734 | 1
279064 | FAZ-C32/4 | Circuit breaker FAZ, char C, 4-pole, In=32A, Icu=15kA (IEC 60947-2) | 95.4029 | 1
278553 | FAZ-C4/1 | Circuit breaker FAZ, char C, 1-pole, In=4A, Icu=15kA (IEC 60947-2) | 30.5457 | 1
279124 | FAZ-C4/1-DC | Circuit breaker FAZ, for DC char C, 1-pole, In=4A, Icu=10kA (IEC 60947-2) | 104.6085 | 1
278666 | FAZ-C4/1N | Circuit breaker FAZ, char C, 1+N-pole, In=4A, Icu=15kA (IEC 60947-2) | 67.3679 | 1
278752 | FAZ-C4/2 | Circuit breaker FAZ, char C, 2-pole, In=4A, Icu=15kA (IEC 60947-2) | 94.1476 | 1
279136 | FAZ-C4/2-DC | Circuit breaker FAZ, for DC char C, 2-pole, In=4A, Icu=10kA (IEC 60947-2) | 156.9127 | 1
278865 | FAZ-C4/3 | Circuit breaker FAZ, char C, 3-pole, In=4A, Icu=15kA (IEC 60947-2) | 122.1827 | 1
278967 | FAZ-C4/3N | Circuit breaker FAZ, char C, 3+N-pole, In=4A, Icu=15kA (IEC 60947-2) | 146.8703 | 1
279053 | FAZ-C4/4 | Circuit breaker FAZ, char C, 4-pole, In=4A, Icu=15kA (IEC 60947-2) | 183.274 | 1
278565 | FAZ-C40/1 | Circuit breaker FAZ, char C, 1-pole, In=40A, Icu=15kA (IEC 60947-2) | 32.9292 | 1
279132 | FAZ-C40/1-DC | Circuit breaker FAZ, for DC char C, 1-pole, In=40A, Icu=10kA (IEC 60947-2) | 117.1615 | 1
278678 | FAZ-C40/1N | Circuit breaker FAZ, char C, 1+N-pole, In=40A, Icu=15kA (IEC 60947-2) | 72.3891 | 1
278764 | FAZ-C40/2 | Circuit breaker FAZ, char C, 2-pole, In=40A, Icu=15kA (IEC 60947-2) | 101.261 | 1
279144 | FAZ-C40/2-DC | Circuit breaker FAZ, for DC char C, 2-pole, In=40A, Icu=10kA (IEC 60947-2) | 175.7422 | 1
278877 | FAZ-C40/3 | Circuit breaker FAZ, char C, 3-pole, In=40A, Icu=15kA (IEC 60947-2) | 131.8067 | 1
278979 | FAZ-C40/3N | Circuit breaker FAZ, char C, 3+N-pole, In=40A, Icu=15kA (IEC 60947-2) | 158.168 | 1
279065 | FAZ-C40/4 | Circuit breaker FAZ, char C, 4-pole, In=40A, Icu=15kA (IEC 60947-2) | 197.9192 | 1
278554 | FAZ-C5/1 | Circuit breaker FAZ, char C, 1-pole, In=5A, Icu=15kA (IEC 60947-2) | 29.2904 | 1
278667 | FAZ-C5/1N | Circuit breaker FAZ, char C, 1+N-pole, In=5A, Icu=15kA (IEC 60947-2) | 64.4388 | 1
278753 | FAZ-C5/2 | Circuit breaker FAZ, char C, 2-pole, In=5A, Icu=15kA (IEC 60947-2) | 90.3817 | 1
137252 | FAZ-C5/2-NA-DC |  | 180.7634 | 1
278866 | FAZ-C5/3 | Circuit breaker FAZ, char C, 3-pole, In=5A, Icu=15kA (IEC 60947-2) | 117.1615 | 1
278968 | FAZ-C5/3N | Circuit breaker FAZ, char C, 3+N-pole, In=5A, Icu=15kA (IEC 60947-2) | 140.5938 | 1
279054 | FAZ-C5/4 | Circuit breaker FAZ, char C, 4-pole, In=5A, Icu=15kA (IEC 60947-2) | 175.7422 | 1
278566 | FAZ-C50/1 | Circuit breaker FAZ, char C, 1-pole, In=50A, Icu=15kA (IEC 60947-2) | 41.8434 | 1
279133 | FAZ-C50/1-DC | Circuit breaker FAZ, for DC char C, 1-pole, In=50A, Icu=10kA (IEC 60947-2) | 125.5302 | 1
278679 | FAZ-C50/1N | Circuit breaker FAZ, char C, 1+N-pole, In=50A, Icu=15kA (IEC 60947-2) | 92.0555 | 1
278765 | FAZ-C50/2 | Circuit breaker FAZ, char C, 2-pole, In=50A, Icu=15kA (IEC 60947-2) | 128.8776 | 1
279145 | FAZ-C50/2-DC | Circuit breaker FAZ, for DC char C, 2-pole, In=50A, Icu=10kA (IEC 60947-2) | 188.2952 | 1
278878 | FAZ-C50/3 | Circuit breaker FAZ, char C, 3-pole, In=50A, Icu=15kA (IEC 60947-2) | 167.3736 | 1
278980 | FAZ-C50/3N | Circuit breaker FAZ, char C, 3+N-pole, In=50A, Icu=15kA (IEC 60947-2) | 200.8483 | 1
279066 | FAZ-C50/4 | Circuit breaker FAZ, char C, 4-pole, In=50A, Icu=15kA (IEC 60947-2) | 251.4788 | 1
278555 | FAZ-C6/1 | Circuit breaker FAZ, char C, 1-pole, In=6A, Icu=15kA (IEC 60947-2) | 25.106 | 1
279125 | FAZ-C6/1-DC | Circuit breaker FAZ, for DC char C, 1-pole, In=6A, Icu=10kA (IEC 60947-2) | 100.4241 | 1
278668 | FAZ-C6/1N | Circuit breaker FAZ, char C, 1+N-pole, In=6A, Icu=15kA (IEC 60947-2) | 55.2333 | 1
278754 | FAZ-C6/2 | Circuit breaker FAZ, char C, 2-pole, In=6A, Icu=15kA (IEC 60947-2) | 77.4103 | 1
279137 | FAZ-C6/2-DC | Circuit breaker FAZ, for DC char C, 2-pole, In=6A, Icu=10kA (IEC 60947-2) | 150.6362 | 1
120638 | FAZ-C6/2-NA-DC |  | 165.6998 | 1
278867 | FAZ-C6/3 | Circuit breaker FAZ, char C, 3-pole, In=6A, Icu=15kA (IEC 60947-2) | 100.4241 | 1
278969 | FAZ-C6/3N | Circuit breaker FAZ, char C, 3+N-pole, In=6A, Icu=15kA (IEC 60947-2) | 120.509 | 1
279055 | FAZ-C6/4 | Circuit breaker FAZ, char C, 4-pole, In=6A, Icu=15kA (IEC 60947-2) | 150.6362 | 1
278567 | FAZ-C63/1 | Circuit breaker FAZ, char C, 1-pole, In=63A, Icu=15kA (IEC 60947-2) | 46.0277 | 1
278680 | FAZ-C63/1N | Circuit breaker FAZ, char C, -pole, In=63A, Icu=15kA (IEC 60947-2) | 101.261 | 1
278766 | FAZ-C63/2 | Circuit breaker FAZ, char C, 2-pole, In=63A, Icu=15kA (IEC 60947-2) | 141.8491 | 1
278879 | FAZ-C63/3 | Circuit breaker FAZ, char C, 3-pole, In=63A, Icu=15kA (IEC 60947-2) | 184.1109 | 1
278981 | FAZ-C63/3N | Circuit breaker FAZ, char C, 3+N-pole, In=63A, Icu=15kA (IEC 60947-2) | 221.3515 | 1
279067 | FAZ-C63/4 | Circuit breaker FAZ, char C, 4-pole, In=63A, Icu=15kA (IEC 60947-2) | 276.5848 | 1
167489 | FAZ-C7/2 | Circuit breaker FAZ, char C, 2-pole, In=7A, Icu=15kA (IEC 60947-2) | 77.4103 | 1
167459 | FAZ-C7/3 | Circuit breaker FAZ, char C, 3-pole, In=7A, Icu=15kA (IEC 60947-2) | 100.4241 | 1
167465 | FAZ-C7/4 | Circuit breaker FAZ, char C, 4-pole, In=7A, Icu=15kA (IEC 60947-2) | 150.6362 | 1
278556 | FAZ-C8/1 | Circuit breaker FAZ, char C, 1-pole, In=8A, Icu=15kA (IEC 60947-2) | 15.9005 | 1
278669 | FAZ-C8/1N | Circuit breaker FAZ, char C, 1+N-pole, In=8A, Icu=15kA (IEC 60947-2) | 34.9811 | 1
278755 | FAZ-C8/2 | Circuit breaker FAZ, char C, 2-pole, In=8A, Icu=15kA (IEC 60947-2) | 48.9735 | 1
278868 | FAZ-C8/3 | Circuit breaker FAZ, char C, 3-pole, In=8A, Icu=15kA (IEC 60947-2) | 63.602 | 1
278970 | FAZ-C8/3N | Circuit breaker FAZ, char C, 3+N-pole, In=8A, Icu=15kA (IEC 60947-2) | 76.5734 | 1
279056 | FAZ-C8/4 | Circuit breaker FAZ, char C, 4-pole, In=8A, Icu=15kA (IEC 60947-2) | 95.4029 | 1
278568 | FAZ-D0,5/1 | Circuit breaker FAZ, char D, 1-pole, In=0,5A, Icu=15kA (IEC 60947-2) | 44.4586 | 1
278681 | FAZ-D0,5/1N | Circuit breaker FAZ, char D, 1+N-pole, In=0,5A, Icu=15kA (IEC 60947-2) | 97.9135 | 1
278767 | FAZ-D0,5/2 | Circuit breaker FAZ, char D, 2-pole, In=0,5A, Icu=15kA (IEC 60947-2) | 136.8279 | 1
278880 | FAZ-D0,5/3 | Circuit breaker FAZ, char D, 3-pole, In=0,5A, Icu=15kA (IEC 60947-2) | 177.8344 | 1
278982 | FAZ-D0,5/3N | Circuit breaker FAZ, char D, 3+N-pole, In=0,5A, Icu=15kA (IEC 60947-2) | 213.8197 | 1
279068 | FAZ-D0,5/4 | Circuit breaker FAZ, char D, 4-pole, In=0,5A, Icu=15kA (IEC 60947-2) | 266.9608 | 1
278570 | FAZ-D1,5/1 | Circuit breaker FAZ, char D, 1-pole, In=1,5A, Icu=15kA (IEC 60947-2) | 42.8895 | 1
278683 | FAZ-D1,5/1N | Circuit breaker FAZ, char D, 1+N-pole, In=1,5A, Icu=15kA (IEC 60947-2) | 94.5661 | 1
278769 | FAZ-D1,5/2 | Circuit breaker FAZ, char D, 2-pole, In=1,5A, Icu=15kA (IEC 60947-2) | 132.2251 | 1
278882 | FAZ-D1,5/3 | Circuit breaker FAZ, char D, 3-pole, In=1,5A, Icu=15kA (IEC 60947-2) | 171.5579 | 1
278984 | FAZ-D1,5/3N | Circuit breaker FAZ, char D, 3+N-pole, In=1,5A, Icu=15kA (IEC 60947-2) | 205.8695 | 1
279070 | FAZ-D1,5/4 | Circuit breaker FAZ, char D, 4-pole, In=1,5A, Icu=15kA (IEC 60947-2) | 257.7553 | 1
278571 | FAZ-D1,6/1 | Circuit breaker FAZ, char D, 1-pole, In=1,6A, Icu=15kA (IEC 60947-2) | 42.8895 | 1
278684 | FAZ-D1,6/1N | Circuit breaker FAZ, char D, 1+N-pole, In=1,6A, Icu=15kA (IEC 60947-2) | 94.5661 | 1
278770 | FAZ-D1,6/2 | Circuit breaker FAZ, char D, 2-pole, In=1,6A, Icu=15kA (IEC 60947-2) | 132.2251 | 1
278883 | FAZ-D1,6/3 | Circuit breaker FAZ, char D, 3-pole, In=1,6A, Icu=15kA (IEC 60947-2) | 171.5579 | 1
278985 | FAZ-D1,6/3N | Circuit breaker FAZ, char D, 3+N-pole, In=1,6A, Icu=15kA (IEC 60947-2) | 205.8695 | 1
279071 | FAZ-D1,6/4 | Circuit breaker FAZ, char D, 4-pole, In=1,6A, Icu=15kA (IEC 60947-2) | 257.7553 | 1
278569 | FAZ-D1/1 | Circuit breaker FAZ, char D, 1-pole, In=1A, Icu=15kA (IEC 60947-2) | 42.8895 | 1
278682 | FAZ-D1/1N | Circuit breaker FAZ, char D, 1+N-pole, In=1A, Icu=15kA (IEC 60947-2) | 94.5661 | 1
278768 | FAZ-D1/2 | Circuit breaker FAZ, char D, 2-pole, In=1A, Icu=15kA (IEC 60947-2) | 132.2251 | 1
278881 | FAZ-D1/3 | Circuit breaker FAZ, char D, 3-pole, In=1A, Icu=15kA (IEC 60947-2) | 171.5579 | 1
278983 | FAZ-D1/3N | Circuit breaker FAZ, char D, 3+N-pole, In=1A, Icu=15kA (IEC 60947-2) | 205.8695 | 1
279069 | FAZ-D1/4 | Circuit breaker FAZ, char D, 4-pole, In=1A, Icu=15kA (IEC 60947-2) | 257.7553 | 1
278580 | FAZ-D10/1 | Circuit breaker FAZ, char D, 1-pole, In=10A, Icu=15kA (IEC 60947-2) | 19.3526 | 1
278693 | FAZ-D10/1N | Circuit breaker FAZ, char D, 1+N-pole, In=10A, Icu=15kA (IEC 60947-2) | 42.5756 | 1
278779 | FAZ-D10/2 | Circuit breaker FAZ, char D, 2-pole, In=10A, Icu=15kA (IEC 60947-2) | 59.6059 | 1
278892 | FAZ-D10/3 | Circuit breaker FAZ, char D, 3-pole, In=10A, Icu=15kA (IEC 60947-2) | 77.4103 | 1
278994 | FAZ-D10/3N | Circuit breaker FAZ, char D, 3+N-pole, In=10A, Icu=15kA (IEC 60947-2) | 92.8923 | 1
279080 | FAZ-D10/4 | Circuit breaker FAZ, char D, 4-pole, In=10A, Icu=15kA (IEC 60947-2) | 116.3246 | 1
278581 | FAZ-D12/1 | Circuit breaker FAZ, char D, 1-pole, In=12A, Icu=15kA (IEC 60947-2) | 19.091 | 1
278694 | FAZ-D12/1N | Circuit breaker FAZ, char D, 1+N-pole, In=12A, Icu=15kA (IEC 60947-2) | 42.0003 | 1
278780 | FAZ-D12/2 | Circuit breaker FAZ, char D, 2-pole, In=12A, Icu=15kA (IEC 60947-2) | 58.8004 | 1
278893 | FAZ-D12/3 | Circuit breaker FAZ, char D, 3-pole, In=12A, Icu=15kA (IEC 60947-2) | 76.5734 | 1
278995 | FAZ-D12/3N | Circuit breaker FAZ, char D, 3+N-pole, In=12A, Icu=15kA (IEC 60947-2) | 91.637 | 1
279081 | FAZ-D12/4 | Circuit breaker FAZ, char D, 4-pole, In=12A, Icu=15kA (IEC 60947-2) | 114.6509 | 1
278582 | FAZ-D13/1 | Circuit breaker FAZ, char D, 1-pole, In=13A, Icu=15kA (IEC 60947-2) | 18.8295 | 1
278695 | FAZ-D13/1N | Circuit breaker FAZ, char D, 1+N-pole, In=13A, Icu=15kA (IEC 60947-2) | 41.425 | 1
278781 | FAZ-D13/2 | Circuit breaker FAZ, char D, 2-pole, In=13A, Icu=15kA (IEC 60947-2) | 57.9949 | 1
278894 | FAZ-D13/3 | Circuit breaker FAZ, char D, 3-pole, In=13A, Icu=15kA (IEC 60947-2) | 75.3181 | 1
278996 | FAZ-D13/3N | Circuit breaker FAZ, char D, 3+N-pole, In=13A, Icu=15kA (IEC 60947-2) | 90.3817 | 1
279082 | FAZ-D13/4 | Circuit breaker FAZ, char D, 4-pole, In=13A, Icu=15kA (IEC 60947-2) | 112.9771 | 1
278583 | FAZ-D15/1 | Circuit breaker FAZ, char D, 1-pole, In=15A, Icu=15kA (IEC 60947-2) | 17.7834 | 1
278696 | FAZ-D15/1N | Circuit breaker FAZ, char D, 1+N-pole, In=15A, Icu=15kA (IEC 60947-2) | 39.1236 | 1
278782 | FAZ-D15/2 | Circuit breaker FAZ, char D, 2-pole, In=15A, Icu=15kA (IEC 60947-2) | 54.773 | 1
278895 | FAZ-D15/3 | Circuit breaker FAZ, char D, 3-pole, In=15A, Icu=15kA (IEC 60947-2) | 71.1338 | 1
278997 | FAZ-D15/3N | Circuit breaker FAZ, char D, 3+N-pole, In=15A, Icu=15kA (IEC 60947-2) | 85.3605 | 1
279083 | FAZ-D15/4 | Circuit breaker FAZ, char D, 4-pole, In=15A, Icu=15kA (IEC 60947-2) | 106.7006 | 1
278584 | FAZ-D16/1 | Circuit breaker FAZ, char D, 1-pole, In=16A, Icu=15kA (IEC 60947-2) | 16.7374 | 1
278697 | FAZ-D16/1N | Circuit breaker FAZ, char D, 1+N-pole, In=16A, Icu=15kA (IEC 60947-2) | 36.8222 | 1
278783 | FAZ-D16/2 | Circuit breaker FAZ, char D, 2-pole, In=16A, Icu=15kA (IEC 60947-2) | 51.5511 | 1
278896 | FAZ-D16/3 | Circuit breaker FAZ, char D, 3-pole, In=16A, Icu=15kA (IEC 60947-2) | 66.9494 | 1
278998 | FAZ-D16/3N | Circuit breaker FAZ, char D, 3+N-pole, In=16A, Icu=15kA (IEC 60947-2) | 80.3393 | 1
279084 | FAZ-D16/4 | Circuit breaker FAZ, char D, 4-pole, In=16A, Icu=15kA (IEC 60947-2) | 100.4241 | 1
278573 | FAZ-D2,5/1 | Circuit breaker FAZ, char D, 1-pole, In=2,5A, Icu=15kA (IEC 60947-2) | 40.2743 | 1
278686 | FAZ-D2,5/1N | Circuit breaker FAZ, char D, 1+N-pole, In=2,5A, Icu=15kA (IEC 60947-2) | 88.708 | 1
278772 | FAZ-D2,5/2 | Circuit breaker FAZ, char D, 2-pole, In=2,5A, Icu=15kA (IEC 60947-2) | 123.8564 | 1
278885 | FAZ-D2,5/3 | Circuit breaker FAZ, char D, 3-pole, In=2,5A, Icu=15kA (IEC 60947-2) | 161.097 | 1
278987 | FAZ-D2,5/3N | Circuit breaker FAZ, char D, 3+N-pole, In=2,5A, Icu=15kA (IEC 60947-2) | 193.3165 | 1
279073 | FAZ-D2,5/4 | Circuit breaker FAZ, char D, 4-pole, In=2,5A, Icu=15kA (IEC 60947-2) | 241.8548 | 1
278572 | FAZ-D2/1 | Circuit breaker FAZ, char D, 1-pole, In=2A, Icu=15kA (IEC 60947-2) | 40.2743 | 1
278685 | FAZ-D2/1N | Circuit breaker FAZ, char D, 1+N-pole, In=2A, Icu=15kA (IEC 60947-2) | 88.708 | 1
278771 | FAZ-D2/2 | Circuit breaker FAZ, char D, 2-pole, In=2A, Icu=15kA (IEC 60947-2) | 123.8564 | 1
278884 | FAZ-D2/3 | Circuit breaker FAZ, char D, 3-pole, In=2A, Icu=15kA (IEC 60947-2) | 161.097 | 1
278986 | FAZ-D2/3N | Circuit breaker FAZ, char D, 3+N-pole, In=2A, Icu=15kA (IEC 60947-2) | 193.3165 | 1
279072 | FAZ-D2/4 | Circuit breaker FAZ, char D, 4-pole, In=2A, Icu=15kA (IEC 60947-2) | 241.8548 | 1
278585 | FAZ-D20/1 | Circuit breaker FAZ, char D, 1-pole, In=20A, Icu=15kA (IEC 60947-2) | 17.7834 | 1
278698 | FAZ-D20/1N | Circuit breaker FAZ, char D, 1+N-pole, In=20A, Icu=15kA (IEC 60947-2) | 39.1236 | 1
278784 | FAZ-D20/2 | Circuit breaker FAZ, char D, 2-pole, In=20A, Icu=15kA (IEC 60947-2) | 54.773 | 1
278897 | FAZ-D20/3 | Circuit breaker FAZ, char D, 3-pole, In=20A, Icu=15kA (IEC 60947-2) | 71.1338 | 1
278999 | FAZ-D20/3N | Circuit breaker FAZ, char D, 3+N-pole, In=20A, Icu=15kA (IEC 60947-2) | 85.3605 | 1
279085 | FAZ-D20/4 | Circuit breaker FAZ, char D, 4-pole, In=20A, Icu=15kA (IEC 60947-2) | 106.7006 | 1
278586 | FAZ-D25/1 | Circuit breaker FAZ, char D, 1-pole, In=25A, Icu=15kA (IEC 60947-2) | 19.091 | 1
278699 | FAZ-D25/1N | Circuit breaker FAZ, char D, 1+N-pole, In=25A, Icu=15kA (IEC 60947-2) | 42.0003 | 1
278785 | FAZ-D25/2 | Circuit breaker FAZ, char D, 2-pole, In=25A, Icu=15kA (IEC 60947-2) | 58.8004 | 1
278898 | FAZ-D25/3 | Circuit breaker FAZ, char D, 3-pole, In=25A, Icu=15kA (IEC 60947-2) | 76.5734 | 1
279000 | FAZ-D25/3N | Circuit breaker FAZ, char D, 3+N-pole, In=25A, Icu=15kA (IEC 60947-2) | 91.637 | 1
279086 | FAZ-D25/4 | Circuit breaker FAZ, char D, 4-pole, In=25A, Icu=15kA (IEC 60947-2) | 114.6509 | 1
278575 | FAZ-D3,5/1 | Circuit breaker FAZ, char D, 1-pole, In=3,5A, Icu=15kA (IEC 60947-2) | 38.1821 | 1
278688 | FAZ-D3,5/1N | Circuit breaker FAZ, char D, 1+N-pole, In=3,5A, Icu=15kA (IEC 60947-2) | 84.1052 | 1
278774 | FAZ-D3,5/2 | Circuit breaker FAZ, char D, 2-pole, In=3,5A, Icu=15kA (IEC 60947-2) | 117.5799 | 1
278887 | FAZ-D3,5/3 | Circuit breaker FAZ, char D, 3-pole, In=3,5A, Icu=15kA (IEC 60947-2) | 152.7284 | 1
278989 | FAZ-D3,5/3N | Circuit breaker FAZ, char D, 3+N-pole, In=3,5A, Icu=15kA (IEC 60947-2) | 183.274 | 1
279075 | FAZ-D3,5/4 | Circuit breaker FAZ, char D, 4-pole, In=3,5A, Icu=15kA (IEC 60947-2) | 229.3018 | 1
278574 | FAZ-D3/1 | Circuit breaker FAZ, char D, 1-pole, In=3A, Icu=15kA (IEC 60947-2) | 38.1821 | 1
278687 | FAZ-D3/1N | Circuit breaker FAZ, char D, 1+N-pole, In=3A, Icu=15kA (IEC 60947-2) | 84.1052 | 1
278773 | FAZ-D3/2 | Circuit breaker FAZ, char D, 2-pole, In=3A, Icu=15kA (IEC 60947-2) | 117.5799 | 1
278886 | FAZ-D3/3 | Circuit breaker FAZ, char D, 3-pole, In=3A, Icu=15kA (IEC 60947-2) | 152.7284 | 1
278988 | FAZ-D3/3N | Circuit breaker FAZ, char D, 3+N-pole, In=3A, Icu=15kA (IEC 60947-2) | 183.274 | 1
279074 | FAZ-D3/4 | Circuit breaker FAZ, char D, 4-pole, In=3A, Icu=15kA (IEC 60947-2) | 229.3018 | 1
167492 | FAZ-D30/2 | Circuit breaker FAZ, char D, 2-pole, In=30A, Icu=15kA (IEC 60947-2) | 59.6059 | 1
167462 | FAZ-D30/3 | Circuit breaker FAZ, char D, 3-pole, In=30A, Icu=15kA (IEC 60947-2) | 77.4103 | 1
278587 | FAZ-D32/1 | Circuit breaker FAZ, char D, 1-pole, In=32A, Icu=15kA (IEC 60947-2) | 19.8756 | 1
278700 | FAZ-D32/1N | Circuit breaker FAZ, char D, 1+N-pole, In=32A, Icu=15kA (IEC 60947-2) | 43.7263 | 1
278786 | FAZ-D32/2 | Circuit breaker FAZ, char D, 2-pole, In=32A, Icu=15kA (IEC 60947-2) | 61.2169 | 1
278899 | FAZ-D32/3 | Circuit breaker FAZ, char D, 3-pole, In=32A, Icu=15kA (IEC 60947-2) | 79.5024 | 1
279001 | FAZ-D32/3N | Circuit breaker FAZ, char D, 3+N-pole, In=32A, Icu=15kA (IEC 60947-2) | 95.4029 | 1
279087 | FAZ-D32/4 | Circuit breaker FAZ, char D, 4-pole, In=32A, Icu=15kA (IEC 60947-2) | 119.2537 | 1
278576 | FAZ-D4/1 | Circuit breaker FAZ, char D, 1-pole, In=4A, Icu=15kA (IEC 60947-2) | 38.1821 | 1
278689 | FAZ-D4/1N | Circuit breaker FAZ, char D, 1+N-pole, In=4A, Icu=15kA (IEC 60947-2) | 84.1052 | 1
278775 | FAZ-D4/2 | Circuit breaker FAZ, char D, 2-pole, In=4A, Icu=15kA (IEC 60947-2) | 117.5799 | 1
278888 | FAZ-D4/3 | Circuit breaker FAZ, char D, 3-pole, In=4A, Icu=15kA (IEC 60947-2) | 152.7284 | 1
278990 | FAZ-D4/3N | Circuit breaker FAZ, char D, 3+N-pole, In=4A, Icu=15kA (IEC 60947-2) | 183.274 | 1
279076 | FAZ-D4/4 | Circuit breaker FAZ, char D, 4-pole, In=4A, Icu=15kA (IEC 60947-2) | 229.3018 | 1
278588 | FAZ-D40/1 | Circuit breaker FAZ, char D, 1-pole, In=40A, Icu=15kA (IEC 60947-2) | 41.1615 | 1
278701 | FAZ-D40/1N | Circuit breaker FAZ, char D, 1+N-pole, In=40A, Icu=15kA (IEC 60947-2) | 90.3817 | 1
278787 | FAZ-D40/2 | Circuit breaker FAZ, char D, 2-pole, In=40A, Icu=15kA (IEC 60947-2) | 126.7855 | 1
278900 | FAZ-D40/3 | Circuit breaker FAZ, char D, 3-pole, In=40A, Icu=15kA (IEC 60947-2) | 164.863 | 1
279002 | FAZ-D40/3N | Circuit breaker FAZ, char D, 3+N-pole, In=40A, Icu=15kA (IEC 60947-2) | 197.9192 | 1
279088 | FAZ-D40/4 | Circuit breaker FAZ, char D, 4-pole, In=40A, Icu=15kA (IEC 60947-2) | 247.2944 | 1
278577 | FAZ-D5/1 | Circuit breaker FAZ, char D, 1-pole, In=5A, Icu=15kA (IEC 60947-2) | 36.613 | 1
278690 | FAZ-D5/1N | Circuit breaker FAZ, char D, 1+N-pole, In=5A, Icu=15kA (IEC 60947-2) | 80.7577 | 1
278776 | FAZ-D5/2 | Circuit breaker FAZ, char D, 2-pole, In=5A, Icu=15kA (IEC 60947-2) | 112.9771 | 1
278889 | FAZ-D5/3 | Circuit breaker FAZ, char D, 3-pole, In=5A, Icu=15kA (IEC 60947-2) | 146.4519 | 1
278991 | FAZ-D5/3N | Circuit breaker FAZ, char D, 3+N-pole, In=5A, Icu=15kA (IEC 60947-2) | 175.7422 | 1
279077 | FAZ-D5/4 | Circuit breaker FAZ, char D, 4-pole, In=5A, Icu=15kA (IEC 60947-2) | 220.0962 | 1
115370 | FAZ-D50/1 | Circuit breaker FAZ, char D, 1-pole, In=50A, Icu=10kA (IEC 60947-2) | 52.3042 | 1
115378 | FAZ-D50/1N | Circuit breaker FAZ, char D, 1+N-pole, In=50A, Icu=10kA (IEC 60947-2) | 115.0693 | 1
115372 | FAZ-D50/2 | Circuit breaker FAZ, char D, 2-pole, In=50A, Icu=10kA (IEC 60947-2) | 161.097 | 1
115374 | FAZ-D50/3 | Circuit breaker FAZ, char D, 3-pole, In=50A, Icu=10kA (IEC 60947-2) | 209.6354 | 1
115380 | FAZ-D50/3N | Circuit breaker FAZ, char D, 3+N-pole, In=50A, Icu=10kA (IEC 60947-2) | 251.4788 | 1
115376 | FAZ-D50/4 | Circuit breaker FAZ, char D, 4-pole, In=50A, Icu=10kA (IEC 60947-2) | 314.2439 | 1
278578 | FAZ-D6/1 | Circuit breaker FAZ, char D, 1-pole, In=6A, Icu=15kA (IEC 60947-2) | 31.3825 | 1
278691 | FAZ-D6/1N | Circuit breaker FAZ, char D, 1+N-pole, In=6A, Icu=15kA (IEC 60947-2) | 69.0416 | 1
278777 | FAZ-D6/2 | Circuit breaker FAZ, char D, 2-pole, In=6A, Icu=15kA (IEC 60947-2) | 96.6582 | 1
278890 | FAZ-D6/3 | Circuit breaker FAZ, char D, 3-pole, In=6A, Icu=15kA (IEC 60947-2) | 125.5302 | 1
278992 | FAZ-D6/3N | Circuit breaker FAZ, char D, 3+N-pole, In=6A, Icu=15kA (IEC 60947-2) | 150.6362 | 1
279078 | FAZ-D6/4 | Circuit breaker FAZ, char D, 4-pole, In=6A, Icu=15kA (IEC 60947-2) | 188.2952 | 1
115371 | FAZ-D63/1 | Circuit breaker FAZ, char D, 1-pole, In=63A, Icu=10kA (IEC 60947-2) | 57.5347 | 1
115379 | FAZ-D63/1N | Circuit breaker FAZ, char D, 1+N-pole, In=63A, Icu=10kA (IEC 60947-2) | 126.7855 | 1
115373 | FAZ-D63/2 | Circuit breaker FAZ, char D, 2-pole, In=63A, Icu=10kA (IEC 60947-2) | 177.416 | 1
115375 | FAZ-D63/3 | Circuit breaker FAZ, char D, 3-pole, In=63A, Icu=10kA (IEC 60947-2) | 230.5571 | 1
115381 | FAZ-D63/3N | Circuit breaker FAZ, char D, 3+N-pole, In=63A, Icu=10kA (IEC 60947-2) | 276.5848 | 1
115377 | FAZ-D63/4 | Circuit breaker FAZ, char D, 4-pole, In=63A, Icu=10kA (IEC 60947-2) | 345.6264 | 1
167491 | FAZ-D7/2 | Circuit breaker FAZ, char D, 2-pole, In=7A, Icu=15kA (IEC 60947-2) | 96.6582 | 1
167461 | FAZ-D7/3 | Circuit breaker FAZ, char D, 3-pole, In=7A, Icu=15kA (IEC 60947-2) | 125.5302 | 1
167467 | FAZ-D7/4 | Circuit breaker FAZ, char D, 4-pole, In=7A, Icu=15kA (IEC 60947-2) | 188.2952 | 1
278579 | FAZ-D8/1 | Circuit breaker FAZ, char D, 1-pole, In=8A, Icu=15kA (IEC 60947-2) | 19.8756 | 1
278692 | FAZ-D8/1N | Circuit breaker FAZ, char D, 1+N-pole, In=8A, Icu=15kA (IEC 60947-2) | 43.7263 | 1
278778 | FAZ-D8/2 | Circuit breaker FAZ, char D, 2-pole, In=8A, Icu=15kA (IEC 60947-2) | 61.2169 | 1
278891 | FAZ-D8/3 | Circuit breaker FAZ, char D, 3-pole, In=8A, Icu=15kA (IEC 60947-2) | 79.5024 | 1
278993 | FAZ-D8/3N | Circuit breaker FAZ, char D, 3+N-pole, In=8A, Icu=15kA (IEC 60947-2) | 95.4029 | 1
279079 | FAZ-D8/4 | Circuit breaker FAZ, char D, 4-pole, In=8A, Icu=15kA (IEC 60947-2) | 119.2537 | 1
240770 | FAZT-B1/1 | Circuit breaker, B char, 1-pole, Icu=25kA (IEC/EN 60947-2), In=1A | 54.3964 | 1
240994 | FAZT-B1/1N | Circuit breaker, B char, 1+N-pole, Icu=25kA (IEC/EN 60947-2), In=1A | 108.7928 | 1
240820 | FAZT-B1/2 | Circuit breaker, B char, 2-pole, Icu=25kA (IEC/EN 60947-2), In=1A | 152.3099 | 1
240874 | FAZT-B1/3 | Circuit breaker, B char, 3-pole, Icu=25kA (IEC/EN 60947-2), In=1A | 197.9192 | 1
241060 | FAZT-B1/3N | Circuit breaker, B char, 3+N-pole, Icu=25kA (IEC/EN 60947-2), In=1A | 237.6704 | 1
240922 | FAZT-B1/4 | Circuit breaker, B char, 3-pole, Icu=25kA (IEC/EN 60947-2), In=1A | 284.9535 | 1
240787 | FAZT-B10/1 | Circuit breaker, B char, 1-pole, Icu=25kA (IEC/EN 60947-2), In=10A | 46.0277 | 1
240999 | FAZT-B10/1N | Circuit breaker, B char, 1+N-pole, Icu=25kA (IEC/EN 60947-2), In=10A | 92.0555 | 1
240825 | FAZT-B10/2 | Circuit breaker, B char, 2-pole, Icu=25kA (IEC/EN 60947-2), In=10A | 128.8776 | 1
240879 | FAZT-B10/3 | Circuit breaker, B char, 3-pole, Icu=25kA (IEC/EN 60947-2), In=10A | 167.3736 | 1
241085 | FAZT-B10/3N | Circuit breaker, B char, 3+N-pole, Icu=25kA (IEC/EN 60947-2), In=10A | 200.8483 | 1
240933 | FAZT-B10/4 | Circuit breaker, B char, 3-pole, Icu=25kA (IEC/EN 60947-2), In=10A | 241.4364 | 1
240792 | FAZT-B12/1 | Circuit breaker, B char, 1-pole, Icu=25kA (IEC/EN 60947-2), In=12A | 41.8434 | 1
241000 | FAZT-B12/1N | Circuit breaker, B char, 1+N-pole, Icu=25kA (IEC/EN 60947-2), In=12A | 83.6868 | 1
240826 | FAZT-B12/2 | Circuit breaker, B char, 2-pole, Icu=25kA (IEC/EN 60947-2), In=12A | 117.1615 | 1
240880 | FAZT-B12/3 | Circuit breaker, B char, 3-pole, Icu=25kA (IEC/EN 60947-2), In=12A | 152.3099 | 1
241090 | FAZT-B12/3N | Circuit breaker, B char, 3+N-pole, Icu=25kA (IEC/EN 60947-2), In=12A | 182.8556 | 1
240934 | FAZT-B12/4 | Circuit breaker, B char, 3-pole, Icu=25kA (IEC/EN 60947-2), In=12A | 219.2594 | 1
240793 | FAZT-B13/1 | Circuit breaker, B char, 1-pole, Icu=25kA (IEC/EN 60947-2), In=13A | 41.8434 | 1
241001 | FAZT-B13/1N | Circuit breaker, B char, 1+N-pole, Icu=25kA (IEC/EN 60947-2), In=13A | 83.6868 | 1
240827 | FAZT-B13/2 | Circuit breaker, B char, 2-pole, Icu=25kA (IEC/EN 60947-2), In=13A | 117.1615 | 1
240881 | FAZT-B13/3 | Circuit breaker, B char, 3-pole, Icu=25kA (IEC/EN 60947-2), In=13A | 152.3099 | 1
241095 | FAZT-B13/3N | Circuit breaker, B char, 3+N-pole, Icu=25kA (IEC/EN 60947-2), In=13A | 182.8556 | 1
240935 | FAZT-B13/4 | Circuit breaker, B char, 3-pole, Icu=25kA (IEC/EN 60947-2), In=13A | 219.2594 | 1
240794 | FAZT-B15/1 | Circuit breaker, B char, 1-pole, Icu=25kA (IEC/EN 60947-2), In=15A | 41.8434 | 1
241005 | FAZT-B15/1N | Circuit breaker, B char, 1+N-pole, Icu=25kA (IEC/EN 60947-2), In=15A | 83.6868 | 1
240828 | FAZT-B15/2 | Circuit breaker, B char, 2-pole, Icu=25kA (IEC/EN 60947-2), In=15A | 117.1615 | 1
240882 | FAZT-B15/3 | Circuit breaker, B char, 3-pole, Icu=25kA (IEC/EN 60947-2), In=15A | 152.3099 | 1
241100 | FAZT-B15/3N | Circuit breaker, B char, 3+N-pole, Icu=25kA (IEC/EN 60947-2), In=15A | 182.8556 | 1
240936 | FAZT-B15/4 | Circuit breaker, B char, 3-pole, Icu=25kA (IEC/EN 60947-2), In=15A | 219.2594 | 1
240795 | FAZT-B16/1 | Circuit breaker, B char, 1-pole, Icu=25kA (IEC/EN 60947-2), In=16A | 41.8434 | 1
241009 | FAZT-B16/1N | Circuit breaker, B char, 1+N-pole, Icu=25kA (IEC/EN 60947-2), In=16A | 83.6868 | 1
240829 | FAZT-B16/2 | Circuit breaker, B char, 2-pole, Icu=25kA (IEC/EN 60947-2), In=16A | 117.1615 | 1
240883 | FAZT-B16/3 | Circuit breaker, B char, 3-pole, Icu=25kA (IEC/EN 60947-2), In=16A | 152.3099 | 1
241105 | FAZT-B16/3N | Circuit breaker, B char, 3+N-pole, Icu=25kA (IEC/EN 60947-2), In=16A | 182.8556 | 1
240937 | FAZT-B16/4 | Circuit breaker, B char, 3-pole, Icu=25kA (IEC/EN 60947-2), In=16A | 219.2594 | 1
240771 | FAZT-B2/1 | Circuit breaker, B char, 1-pole, Icu=25kA (IEC/EN 60947-2), In=2A | 50.2121 | 1
240995 | FAZT-B2/1N | Circuit breaker, B char, 1+N-pole, Icu=25kA (IEC/EN 60947-2), In=2A | 100.4241 | 1
240821 | FAZT-B2/2 | Circuit breaker, B char, 2-pole, Icu=25kA (IEC/EN 60947-2), In=2A | 140.5938 | 1
240875 | FAZT-B2/3 | Circuit breaker, B char, 3-pole, Icu=25kA (IEC/EN 60947-2), In=2A | 182.8556 | 1
241065 | FAZT-B2/3N | Circuit breaker, B char, 3+N-pole, Icu=25kA (IEC/EN 60947-2), In=2A | 219.2594 | 1
240927 | FAZT-B2/4 | Circuit breaker, B char, 3-pole, Icu=25kA (IEC/EN 60947-2), In=2A | 263.1949 | 1
240796 | FAZT-B20/1 | Circuit breaker, B char, 1-pole, Icu=25kA (IEC/EN 60947-2), In=20A | 46.0277 | 1
241015 | FAZT-B20/1N | Circuit breaker, B char, 1+N-pole, Icu=25kA (IEC/EN 60947-2), In=20A | 92.0555 | 1
240830 | FAZT-B20/2 | Circuit breaker, B char, 2-pole, Icu=25kA (IEC/EN 60947-2), In=20A | 128.8776 | 1
240884 | FAZT-B20/3 | Circuit breaker, B char, 3-pole, Icu=25kA (IEC/EN 60947-2), In=20A | 167.3736 | 1
241110 | FAZT-B20/3N | Circuit breaker, B char, 3+N-pole, Icu=25kA (IEC/EN 60947-2), In=20A | 200.8483 | 1
240938 | FAZT-B20/4 | Circuit breaker, B char, 3-pole, Icu=25kA (IEC/EN 60947-2), In=20A | 241.4364 | 1
240797 | FAZT-B25/1 | Circuit breaker, B char, 1-pole, Icu=25kA (IEC/EN 60947-2), In=25A | 50.2121 | 1
241019 | FAZT-B25/1N | Circuit breaker, B char, 1+N-pole, Icu=25kA (IEC/EN 60947-2), In=25A | 100.4241 | 1
240831 | FAZT-B25/2 | Circuit breaker, B char, 2-pole, Icu=25kA (IEC/EN 60947-2), In=25A | 140.5938 | 1
240885 | FAZT-B25/3 | Circuit breaker, B char, 3-pole, Icu=25kA (IEC/EN 60947-2), In=25A | 182.8556 | 1
241115 | FAZT-B25/3N | Circuit breaker, B char, 3+N-pole, Icu=25kA (IEC/EN 60947-2), In=25A | 219.2594 | 1
240939 | FAZT-B25/4 | Circuit breaker, B char, 3-pole, Icu=25kA (IEC/EN 60947-2), In=25A | 263.1949 | 1
240772 | FAZT-B3/1 | Circuit breaker, B char, 1-pole, Icu=25kA (IEC/EN 60947-2), In=3A | 50.2121 | 1
240996 | FAZT-B3/1N | Circuit breaker, B char, 1+N-pole, Icu=25kA (IEC/EN 60947-2), In=3A | 100.4241 | 1
240822 | FAZT-B3/2 | Circuit breaker, B char, 2-pole, Icu=25kA (IEC/EN 60947-2), In=3A | 140.5938 | 1
240876 | FAZT-B3/3 | Circuit breaker, B char, 3-pole, Icu=25kA (IEC/EN 60947-2), In=3A | 182.8556 | 1
241070 | FAZT-B3/3N | Circuit breaker, B char, 3+N-pole, Icu=25kA (IEC/EN 60947-2), In=3A | 219.2594 | 1
240930 | FAZT-B3/4 | Circuit breaker, B char, 3-pole, Icu=25kA (IEC/EN 60947-2), In=3A | 263.1949 | 1
141907 | FAZT-B32/1 |  | 54.3964 | 1
142509 | FAZT-B32/1N | Circuit breaker, B char, 1+N-pole, Icu=20kA (IEC/EN 60947-2), In=32 | 108.7928 | 1
142485 | FAZT-B32/2 | Circuit breaker, B char, 2-pole, Icu=20kA (IEC/EN 60947-2), In=32 | 152.3099 | 1
142493 | FAZT-B32/3 | Circuit breaker, B char, 3-pole, Icu=20kA (IEC/EN 60947-2), In=32 | 197.9192 | 1
142517 | FAZT-B32/3N | Circuit breaker, B char, 3+N-pole, Icu=20kA (IEC/EN 60947-2), In=32 | 237.6704 | 1
142501 | FAZT-B32/4 | Circuit breaker, B char, 3-pole, Icu=20kA (IEC/EN 60947-2), In=32 | 284.9535 | 1
240777 | FAZT-B4/1 | Circuit breaker, B char, 1-pole, Icu=25kA (IEC/EN 60947-2), In=4A | 50.2121 | 1
240997 | FAZT-B4/1N | Circuit breaker, B char, 1+N-pole, Icu=25kA (IEC/EN 60947-2), In=4A | 100.4241 | 1
240823 | FAZT-B4/2 | Circuit breaker, B char, 2-pole, Icu=25kA (IEC/EN 60947-2), In=4A | 140.5938 | 1
240877 | FAZT-B4/3 | Circuit breaker, B char, 3-pole, Icu=25kA (IEC/EN 60947-2), In=4A | 182.8556 | 1
241075 | FAZT-B4/3N | Circuit breaker, B char, 3+N-pole, Icu=25kA (IEC/EN 60947-2), In=4A | 219.2594 | 1
240931 | FAZT-B4/4 | Circuit breaker, B char, 3-pole, Icu=25kA (IEC/EN 60947-2), In=4A | 263.1949 | 1
141908 | FAZT-B40/1 |  | 62.7651 | 1
142510 | FAZT-B40/1N | Circuit breaker, B char, 1+N-pole, Icu=20kA (IEC/EN 60947-2), In=40 | 125.5302 | 1
142486 | FAZT-B40/2 | Circuit breaker, B char, 2-pole, Icu=20kA (IEC/EN 60947-2), In=40 | 175.7422 | 1
142494 | FAZT-B40/3 |  | 228.4649 | 1
142518 | FAZT-B40/3N | Circuit breaker, B char, 3+N-pole, Icu=20kA (IEC/EN 60947-2), In=40 | 274.0742 | 1
142502 | FAZT-B40/4 | Circuit breaker, B char, 3-pole, Icu=20kA (IEC/EN 60947-2), In=40 | 328.889 | 1
240782 | FAZT-B6/1 | Circuit breaker, B char, 1-pole, Icu=25kA (IEC/EN 60947-2), In=6A | 46.0277 | 1
240998 | FAZT-B6/1N | Circuit breaker, B char, 1+N-pole, Icu=25kA (IEC/EN 60947-2), In=6A | 92.0555 | 1
240824 | FAZT-B6/2 | Circuit breaker, B char, 2-pole, Icu=25kA (IEC/EN 60947-2), In=6A | 128.8776 | 1
240878 | FAZT-B6/3 | Circuit breaker, B char, 3-pole, Icu=25kA (IEC/EN 60947-2), In=6A | 167.3736 | 1
241080 | FAZT-B6/3N | Circuit breaker, B char, 3+N-pole, Icu=25kA (IEC/EN 60947-2), In=6A | 200.8483 | 1
240932 | FAZT-B6/4 | Circuit breaker, B char, 3-pole, Icu=25kA (IEC/EN 60947-2), In=6A | 241.4364 | 1
240798 | FAZT-C1/1 | Circuit breaker, C char, 1-pole, Icu=25kA (IEC/EN 60947-2), In=1A | 65.2757 | 1
241022 | FAZT-C1/1N | Circuit breaker, C char, 1+N-pole, Icu=25kA (IEC/EN 60947-2), In=1A | 130.5514 | 1
240832 | FAZT-C1/2 | Circuit breaker, C char, 2-pole, Icu=25kA (IEC/EN 60947-2), In=1A | 182.8556 | 1
240886 | FAZT-C1/3 | Circuit breaker, C char, 3-pole, Icu=25kA (IEC/EN 60947-2), In=1A | 237.6704 | 1
241120 | FAZT-C1/3N | Circuit breaker, C char, 3+N-pole, Icu=25kA (IEC/EN 60947-2), In=1A | 284.9535 | 1
240940 | FAZT-C1/4 | Circuit breaker, C char, 4-pole, Icu=25kA (IEC/EN 60947-2), In=1A | 342.2789 | 1
240803 | FAZT-C10/1 | Circuit breaker, C char, 1-pole, Icu=25kA (IEC/EN 60947-2), In=10A | 55.2333 | 1
241027 | FAZT-C10/1N | Circuit breaker, C char, 1+N-pole, Icu=25kA (IEC/EN 60947-2), In=10A | 110.4665 | 1
240855 | FAZT-C10/2 | Circuit breaker, C char, 2-pole, Icu=25kA (IEC/EN 60947-2), In=10A | 154.8205 | 1
240891 | FAZT-C10/3 | Circuit breaker, C char, 3-pole, Icu=25kA (IEC/EN 60947-2), In=10A | 200.8483 | 1
241145 | FAZT-C10/3N | Circuit breaker, C char, 3+N-pole, Icu=25kA (IEC/EN 60947-2), In=10A | 241.4364 | 1
240959 | FAZT-C10/4 | Circuit breaker, C char, 4-pole, Icu=25kA (IEC/EN 60947-2), In=10A | 289.5563 | 1
240804 | FAZT-C12/1 | Circuit breaker, C char, 1-pole, Icu=25kA (IEC/EN 60947-2), In=12A | 50.2121 | 1
241028 | FAZT-C12/1N | Circuit breaker, C char, 1+N-pole, Icu=25kA (IEC/EN 60947-2), In=12A | 100.4241 | 1
240858 | FAZT-C12/2 | Circuit breaker, C char, 2-pole, Icu=25kA (IEC/EN 60947-2), In=12A | 140.5938 | 1
240892 | FAZT-C12/3 | Circuit breaker, C char, 3-pole, Icu=25kA (IEC/EN 60947-2), In=12A | 182.8556 | 1
241150 | FAZT-C12/3N | Circuit breaker, C char, 3+N-pole, Icu=25kA (IEC/EN 60947-2), In=12A | 219.2594 | 1
240962 | FAZT-C12/4 | Circuit breaker, C char, 4-pole, Icu=25kA (IEC/EN 60947-2), In=12A | 263.1949 | 1
240805 | FAZT-C13/1 | Circuit breaker, C char, 1-pole, Icu=25kA (IEC/EN 60947-2), In=13A | 50.2121 | 1
241029 | FAZT-C13/1N | Circuit breaker, C char, 1+N-pole, Icu=25kA (IEC/EN 60947-2), In=13A | 100.4241 | 1
240859 | FAZT-C13/2 | Circuit breaker, C char, 2-pole, Icu=25kA (IEC/EN 60947-2), In=13A | 140.5938 | 1
240893 | FAZT-C13/3 | Circuit breaker, C char, 3-pole, Icu=25kA (IEC/EN 60947-2), In=13A | 182.8556 | 1
241155 | FAZT-C13/3N | Circuit breaker, C char, 3+N-pole, Icu=25kA (IEC/EN 60947-2), In=13A | 219.2594 | 1
240963 | FAZT-C13/4 | Circuit breaker, C char, 4-pole, Icu=25kA (IEC/EN 60947-2), In=13A | 263.1949 | 1
240806 | FAZT-C15/1 | Circuit breaker, C char, 1-pole, Icu=25kA (IEC/EN 60947-2), In=15A | 50.2121 | 1
241030 | FAZT-C15/1N | Circuit breaker, C char, 1+N-pole, Icu=25kA (IEC/EN 60947-2), In=15A | 100.4241 | 1
240860 | FAZT-C15/2 | Circuit breaker, C char, 2-pole, Icu=25kA (IEC/EN 60947-2), In=15A | 140.5938 | 1
240894 | FAZT-C15/3 | Circuit breaker, C char, 3-pole, Icu=25kA (IEC/EN 60947-2), In=15A | 182.8556 | 1
241160 | FAZT-C15/3N | Circuit breaker, C char, 3+N-pole, Icu=25kA (IEC/EN 60947-2), In=15A | 219.2594 | 1
240964 | FAZT-C15/4 | Circuit breaker, C char, 4-pole, Icu=25kA (IEC/EN 60947-2), In=15A | 263.1949 | 1
240807 | FAZT-C16/1 | Circuit breaker, C char, 1-pole, Icu=25kA (IEC/EN 60947-2), In=16A | 50.2121 | 1
241034 | FAZT-C16/1N | Circuit breaker, C char, 1+N-pole, Icu=25kA (IEC/EN 60947-2), In=16A | 100.4241 | 1
240861 | FAZT-C16/2 | Circuit breaker, C char, 2-pole, Icu=25kA (IEC/EN 60947-2), In=16A | 140.5938 | 1
240895 | FAZT-C16/3 | Circuit breaker, C char, 3-pole, Icu=25kA (IEC/EN 60947-2), In=16A | 182.8556 | 1
241165 | FAZT-C16/3N | Circuit breaker, C char, 3+N-pole, Icu=25kA (IEC/EN 60947-2), In=16A | 219.2594 | 1
240965 | FAZT-C16/4 | Circuit breaker, C char, 4-pole, Icu=25kA (IEC/EN 60947-2), In=16A | 263.1949 | 1
240799 | FAZT-C2/1 | Circuit breaker, C char, 1-pole, Icu=25kA (IEC/EN 60947-2), In=2A | 60.2545 | 1
241023 | FAZT-C2/1N | Circuit breaker, C char, 1+N-pole, Icu=25kA (IEC/EN 60947-2), In=2A | 120.509 | 1
240833 | FAZT-C2/2 | Circuit breaker, C char, 2-pole, Icu=25kA (IEC/EN 60947-2), In=2A | 168.6289 | 1
240887 | FAZT-C2/3 | Circuit breaker, C char, 3-pole, Icu=25kA (IEC/EN 60947-2), In=2A | 219.2594 | 1
241125 | FAZT-C2/3N | Circuit breaker, C char, 3+N-pole, Icu=25kA (IEC/EN 60947-2), In=2A | 263.1949 | 1
240941 | FAZT-C2/4 | Circuit breaker, C char, 4-pole, Icu=25kA (IEC/EN 60947-2), In=2A | 315.9176 | 1
240808 | FAZT-C20/1 | Circuit breaker, C char, 1-pole, Icu=25kA (IEC/EN 60947-2), In=20A | 55.2333 | 1
241038 | FAZT-C20/1N | Circuit breaker, C char, 1+N-pole, Icu=25kA (IEC/EN 60947-2), In=20A | 110.4665 | 1
240862 | FAZT-C20/2 | Circuit breaker, C char, 2-pole, Icu=25kA (IEC/EN 60947-2), In=20A | 154.8205 | 1
240896 | FAZT-C20/3 | Circuit breaker, C char, 3-pole, Icu=25kA (IEC/EN 60947-2), In=20A | 200.8483 | 1
241170 | FAZT-C20/3N | Circuit breaker, C char, 3+N-pole, Icu=25kA (IEC/EN 60947-2), In=20A | 241.4364 | 1
240966 | FAZT-C20/4 | Circuit breaker, C char, 4-pole, Icu=25kA (IEC/EN 60947-2), In=20A | 289.5563 | 1
240809 | FAZT-C25/1 | Circuit breaker, C char, 1-pole, Icu=25kA (IEC/EN 60947-2), In=25A | 60.2545 | 1
241044 | FAZT-C25/1N | Circuit breaker, C char, 1+N-pole, Icu=25kA (IEC/EN 60947-2), In=25A | 120.509 | 1
240863 | FAZT-C25/2 | Circuit breaker, C char, 2-pole, Icu=25kA (IEC/EN 60947-2), In=25A | 168.6289 | 1
240897 | FAZT-C25/3 | Circuit breaker, C char, 3-pole, Icu=25kA (IEC/EN 60947-2), In=25A | 219.2594 | 1
241175 | FAZT-C25/3N | Circuit breaker, C char, 3+N-pole, Icu=25kA (IEC/EN 60947-2), In=25A | 263.1949 | 1
240967 | FAZT-C25/4 | Circuit breaker, C char, 4-pole, Icu=25kA (IEC/EN 60947-2), In=25A | 315.9176 | 1
240800 | FAZT-C3/1 | Circuit breaker, C char, 1-pole, Icu=25kA (IEC/EN 60947-2), In=3A | 60.2545 | 1
241024 | FAZT-C3/1N | Circuit breaker, C char, 1+N-pole, Icu=25kA (IEC/EN 60947-2), In=3A | 120.509 | 1
240838 | FAZT-C3/2 | Circuit breaker, C char, 2-pole, Icu=25kA (IEC/EN 60947-2), In=3A | 168.6289 | 1
240888 | FAZT-C3/3 | Circuit breaker, C char, 3-pole, Icu=25kA (IEC/EN 60947-2), In=3A | 219.2594 | 1
241130 | FAZT-C3/3N | Circuit breaker, C char, 3+N-pole, Icu=25kA (IEC/EN 60947-2), In=3A | 263.1949 | 1
240945 | FAZT-C3/4 | Circuit breaker, C char, 4-pole, Icu=25kA (IEC/EN 60947-2), In=3A | 315.9176 | 1
141909 | FAZT-C32/1 | Circuit breaker, C char, 1-pole, Icu=20kA (IEC/EN 60947-2), In=32 | 65.2757 | 1
142511 | FAZT-C32/1N | Circuit breaker, C char, 1+N-pole, Icu=20kA (IEC/EN 60947-2), In=32 | 130.5514 | 1
142487 | FAZT-C32/2 | Circuit breaker, C char, 2-pole, Icu=20kA (IEC/EN 60947-2), In=32 | 182.8556 | 1
142495 | FAZT-C32/3 |  | 237.6704 | 1
142519 | FAZT-C32/3N | Circuit breaker, C char, 3+N-pole, Icu=20kA (IEC/EN 60947-2), In=32 | 284.9535 | 1
142503 | FAZT-C32/4 | Circuit breaker, C char, 4-pole, Icu=20kA (IEC/EN 60947-2), In=32 | 342.2789 | 1
240801 | FAZT-C4/1 | Circuit breaker, C char, 1-pole, Icu=25kA (IEC/EN 60947-2), In=4A | 60.2545 | 1
241025 | FAZT-C4/1N | Circuit breaker, C char, 1+N-pole, Icu=25kA (IEC/EN 60947-2), In=4A | 120.509 | 1
240843 | FAZT-C4/2 | Circuit breaker, C char, 2-pole, Icu=25kA (IEC/EN 60947-2), In=4A | 168.6289 | 1
240889 | FAZT-C4/3 | Circuit breaker, C char, 3-pole, Icu=25kA (IEC/EN 60947-2), In=4A | 219.2594 | 1
241135 | FAZT-C4/3N | Circuit breaker, C char, 3+N-pole, Icu=25kA (IEC/EN 60947-2), In=4A | 263.1949 | 1
240949 | FAZT-C4/4 | Circuit breaker, C char, 4-pole, Icu=25kA (IEC/EN 60947-2), In=4A | 315.9176 | 1
142480 | FAZT-C40/1 | Circuit breaker, C char, 1-pole, Icu=20kA (IEC/EN 60947-2), In=40 | 75.3181 | 1
142512 | FAZT-C40/1N | Circuit breaker, C char, 1+N-pole, Icu=20kA (IEC/EN 60947-2), In=40 | 150.6362 | 1
142488 | FAZT-C40/2 | Circuit breaker, C char, 2-pole, Icu=20kA (IEC/EN 60947-2), In=40 | 210.8907 | 1
142496 | FAZT-C40/3 |  | 274.0742 | 1
142520 | FAZT-C40/3N | Circuit breaker, C char, 3+N-pole, Icu=20kA (IEC/EN 60947-2), In=40 | 328.889 | 1
142504 | FAZT-C40/4 | Circuit breaker, C char, 4-pole, Icu=20kA (IEC/EN 60947-2), In=40 | 394.5832 | 1
240802 | FAZT-C6/1 | Circuit breaker, C char, 1-pole, Icu=25kA (IEC/EN 60947-2), In=6A | 55.2333 | 1
241026 | FAZT-C6/1N | Circuit breaker, C char, 1+N-pole, Icu=25kA (IEC/EN 60947-2), In=6A | 110.4665 | 1
240850 | FAZT-C6/2 | Circuit breaker, C char, 2-pole, Icu=25kA (IEC/EN 60947-2), In=6A | 154.8205 | 1
240890 | FAZT-C6/3 | Circuit breaker, C char, 3-pole, Icu=25kA (IEC/EN 60947-2), In=6A | 200.8483 | 1
241140 | FAZT-C6/3N | Circuit breaker, C char, 3+N-pole, Icu=25kA (IEC/EN 60947-2), In=6A | 241.4364 | 1
240955 | FAZT-C6/4 | Circuit breaker, C char, 4-pole, Icu=25kA (IEC/EN 60947-2), In=6A | 289.5563 | 1
240810 | FAZT-D1/1 | Circuit breaker, D char, 1-pole, Icu=25kA (IEC/EN 60947-2), In=1A | 78.2471 | 1
241048 | FAZT-D1/1N | Circuit breaker, D char, 1+N-pole, Icu=25kA (IEC/EN 60947-2), In=1A | 156.4943 | 1
240864 | FAZT-D1/2 | Circuit breaker, D char, 2-pole, Icu=25kA (IEC/EN 60947-2), In=1A | 219.2594 | 1
240898 | FAZT-D1/3 | Circuit breaker, D char, 3-pole, Icu=25kA (IEC/EN 60947-2), In=1A | 284.9535 | 1
241180 | FAZT-D1/3N | Circuit breaker, D char, 3+N-pole, Icu=25kA (IEC/EN 60947-2), In=1A | 342.2789 | 1
240968 | FAZT-D1/4 | Circuit breaker, D char, 4-pole, Icu=25kA (IEC/EN 60947-2), In=1A | 410.4836 | 1
240815 | FAZT-D10/1 | Circuit breaker, D char, 1-pole, Icu=25kA (IEC/EN 60947-2), In=10A | 66.1126 | 1
241055 | FAZT-D10/1N | Circuit breaker, D char, 1+N-pole, Icu=25kA (IEC/EN 60947-2), In=10A | 132.6435 | 1
240869 | FAZT-D10/2 | Circuit breaker, D char, 2-pole, Icu=25kA (IEC/EN 60947-2), In=10A | 185.7846 | 1
240903 | FAZT-D10/3 | Circuit breaker, D char, 3-pole, Icu=25kA (IEC/EN 60947-2), In=10A | 241.4364 | 1
241185 | FAZT-D10/3N | Circuit breaker, D char, 3+N-pole, Icu=25kA (IEC/EN 60947-2), In=10A | 289.5563 | 1
240979 | FAZT-D10/4 | Circuit breaker, D char, 4-pole, Icu=25kA (IEC/EN 60947-2), In=10A | 347.3001 | 1
240816 | FAZT-D12/1 | Circuit breaker, D char, 1-pole, Icu=25kA (IEC/EN 60947-2), In=12A | 60.2545 | 1
241056 | FAZT-D12/1N | Circuit breaker, D char, 1+N-pole, Icu=25kA (IEC/EN 60947-2), In=12A | 120.509 | 1
240870 | FAZT-D12/2 | Circuit breaker, D char, 2-pole, Icu=25kA (IEC/EN 60947-2), In=12A | 168.6289 | 1
240904 | FAZT-D12/3 | Circuit breaker, D char, 3-pole, Icu=25kA (IEC/EN 60947-2), In=12A | 219.2594 | 1
241186 | FAZT-D12/3N | Circuit breaker, D char, 3+N-pole, Icu=25kA (IEC/EN 60947-2), In=12A | 263.1949 | 1
240985 | FAZT-D12/4 | Circuit breaker, D char, 4-pole, Icu=25kA (IEC/EN 60947-2), In=12A | 315.9176 | 1
240817 | FAZT-D13/1 | Circuit breaker, D char, 1-pole, Icu=25kA (IEC/EN 60947-2), In=13A | 60.2545 | 1
241057 | FAZT-D13/1N | Circuit breaker, D char, 1+N-pole, Icu=25kA (IEC/EN 60947-2), In=13A | 120.509 | 1
240871 | FAZT-D13/2 | Circuit breaker, D char, 2-pole, Icu=25kA (IEC/EN 60947-2), In=13A | 168.6289 | 1
240905 | FAZT-D13/3 | Circuit breaker, D char, 3-pole, Icu=25kA (IEC/EN 60947-2), In=13A | 219.2594 | 1
241187 | FAZT-D13/3N | Circuit breaker, D char, 3+N-pole, Icu=25kA (IEC/EN 60947-2), In=13A | 263.1949 | 1
240989 | FAZT-D13/4 | Circuit breaker, D char, 4-pole, Icu=25kA (IEC/EN 60947-2), In=13A | 315.9176 | 1
240818 | FAZT-D15/1 | Circuit breaker, D char, 1-pole, Icu=20kA (IEC/EN 60947-2), In=15 | 60.2545 | 1
241058 | FAZT-D15/1N | Circuit breaker, D char, 1+N-pole, Icu=20kA (IEC/EN 60947-2), In=15 | 120.509 | 1
240872 | FAZT-D15/2 | Circuit breaker, D char, 2-pole, Icu=20kA (IEC/EN 60947-2), In=15 | 168.6289 | 1
240910 | FAZT-D15/3 | Circuit breaker, D char, 3-pole, Icu=25kA (IEC/EN 60947-2), In=15A | 219.2594 | 1
241188 | FAZT-D15/3N | Circuit breaker, D char, 3+N-pole, Icu=25kA (IEC/EN 60947-2), In=15A | 263.1949 | 1
240992 | FAZT-D15/4 | Circuit breaker, D char, 4-pole, Icu=25kA (IEC/EN 60947-2), In=15A | 315.9176 | 1
240819 | FAZT-D16/1 | Circuit breaker, D char, 1-pole, Icu=20kA (IEC/EN 60947-2), In=16 | 60.2545 | 1
241059 | FAZT-D16/1N | Circuit breaker, D char, 1+N-pole, Icu=20kA (IEC/EN 60947-2), In=16 | 120.509 | 1
240873 | FAZT-D16/2 | Circuit breaker, D char, 2-pole, Icu=20kA (IEC/EN 60947-2), In=16 | 168.6289 | 1
240915 | FAZT-D16/3 | Circuit breaker, D char, 3-pole, Icu=25kA (IEC/EN 60947-2), In=16A | 219.2594 | 1
241189 | FAZT-D16/3N | Circuit breaker, D char, 3+N-pole, Icu=25kA (IEC/EN 60947-2), In=16A | 263.1949 | 1
240993 | FAZT-D16/4 | Circuit breaker, D char, 4-pole, Icu=25kA (IEC/EN 60947-2), In=16A | 315.9176 | 1
240811 | FAZT-D2/1 | Circuit breaker, D char, 1-pole, Icu=25kA (IEC/EN 60947-2), In=2A | 72.3891 | 1
241051 | FAZT-D2/1N | Circuit breaker, D char, 1+N-pole, Icu=25kA (IEC/EN 60947-2), In=2A | 144.7781 | 1
240865 | FAZT-D2/2 | Circuit breaker, D char, 2-pole, Icu=25kA (IEC/EN 60947-2), In=2A | 202.522 | 1
240899 | FAZT-D2/3 | Circuit breaker, D char, 3-pole, Icu=25kA (IEC/EN 60947-2), In=2A | 263.1949 | 1
241181 | FAZT-D2/3N | Circuit breaker, D char, 3+N-pole, Icu=25kA (IEC/EN 60947-2), In=2A | 315.9176 | 1
240969 | FAZT-D2/4 | Circuit breaker, D char, 4-pole, Icu=25kA (IEC/EN 60947-2), In=2A | 379.1011 | 1
142481 | FAZT-D20/1 | Circuit breaker, D char, 1-pole, Icu=20kA (IEC/EN 60947-2), In=20 | 66.1126 | 1
142513 | FAZT-D20/1N | Circuit breaker, D char, 1+N-pole, Icu=20kA (IEC/EN 60947-2), In=20 | 132.6435 | 1
142489 | FAZT-D20/2 | Circuit breaker, D char, 2-pole, Icu=20kA (IEC/EN 60947-2), In=20 | 185.7846 | 1
142497 | FAZT-D20/3 | Circuit breaker, D char, 3-pole, Icu=20kA (IEC/EN 60947-2), In=20 | 241.4364 | 1
142521 | FAZT-D20/3N | Circuit breaker, D char, 3+N-pole, Icu=20kA (IEC/EN 60947-2), In=20 | 289.5563 | 1
142505 | FAZT-D20/4 | Circuit breaker, D char, 4-pole, Icu=20kA (IEC/EN 60947-2), In=20 | 347.3001 | 1
142482 | FAZT-D25/1 | Circuit breaker, D char, 1-pole, Icu=15kA (IEC/EN 60947-2), In=25 | 72.3891 | 1
142514 | FAZT-D25/1N | Circuit breaker, D char, 1+N-pole, Icu=15kA (IEC/EN 60947-2), In=25 | 144.7781 | 1
142490 | FAZT-D25/2 | Circuit breaker, D char, 2-pole, Icu=15kA (IEC/EN 60947-2), In=25 | 202.522 | 1
142498 | FAZT-D25/3 | Circuit breaker, D char, 3-pole, Icu=15kA (IEC/EN 60947-2), In=25 | 263.1949 | 1
142522 | FAZT-D25/3N | Circuit breaker, D char, 3+N-pole, Icu=15kA (IEC/EN 60947-2), In=25 | 315.9176 | 1
142506 | FAZT-D25/4 | Circuit breaker, D char, 4-pole, Icu=15kA (IEC/EN 60947-2), In=25 | 379.1011 | 1
240812 | FAZT-D3/1 | Circuit breaker, D char, 1-pole, Icu=25kA (IEC/EN 60947-2), In=3A | 72.3891 | 1
241052 | FAZT-D3/1N | Circuit breaker, D char, 1+N-pole, Icu=25kA (IEC/EN 60947-2), In=3A | 144.7781 | 1
240866 | FAZT-D3/2 | Circuit breaker, D char, 2-pole, Icu=25kA (IEC/EN 60947-2), In=3A | 202.522 | 1
240900 | FAZT-D3/3 | Circuit breaker, D char, 3-pole, Icu=25kA (IEC/EN 60947-2), In=3A | 263.1949 | 1
241182 | FAZT-D3/3N | Circuit breaker, D char, 3+N-pole, Icu=25kA (IEC/EN 60947-2), In=3A | 315.9176 | 1
240970 | FAZT-D3/4 | Circuit breaker, D char, 4-pole, Icu=25kA (IEC/EN 60947-2), In=3A | 379.1011 | 1
142483 | FAZT-D32/1 | Circuit breaker, D char, 1-pole, Icu=15kA (IEC/EN 60947-2), In=32 | 78.2471 | 1
142515 | FAZT-D32/1N | Circuit breaker, D char, 1+N-pole, Icu=15kA (IEC/EN 60947-2), In=32 | 156.4943 | 1
142491 | FAZT-D32/2 | Circuit breaker, D char, 2-pole, Icu=15kA (IEC/EN 60947-2), In=32 | 219.2594 | 1
142499 | FAZT-D32/3 | Circuit breaker, D char, 3-pole, Icu=15kA (IEC/EN 60947-2), In=32 | 284.9535 | 1
142523 | FAZT-D32/3N | Circuit breaker, D char, 3+N-pole, Icu=15kA (IEC/EN 60947-2), In=32 | 342.2789 | 1
142507 | FAZT-D32/4 | Circuit breaker, D char, 4-pole, Icu=15kA (IEC/EN 60947-2), In=32 | 410.4836 | 1
240813 | FAZT-D4/1 | Circuit breaker, D char, 1-pole, Icu=25kA (IEC/EN 60947-2), In=4A | 72.3891 | 1
241053 | FAZT-D4/1N | Circuit breaker, D char, 1+N-pole, Icu=25kA (IEC/EN 60947-2), In=4A | 144.7781 | 1
240867 | FAZT-D4/2 | Circuit breaker, D char, 2-pole, Icu=25kA (IEC/EN 60947-2), In=4A | 202.522 | 1
240901 | FAZT-D4/3 | Circuit breaker, D char, 3-pole, Icu=25kA (IEC/EN 60947-2), In=4A | 263.1949 | 1
241183 | FAZT-D4/3N | Circuit breaker, D char, 3+N-pole, Icu=25kA (IEC/EN 60947-2), In=4A | 315.9176 | 1
240971 | FAZT-D4/4 | Circuit breaker, D char, 4-pole, Icu=25kA (IEC/EN 60947-2), In=4A | 379.1011 | 1
142484 | FAZT-D40/1 | Circuit breaker, D char, 1-pole, Icu=15kA (IEC/EN 60947-2), In=40 | 90.3817 | 1
142516 | FAZT-D40/1N | Circuit breaker, D char, 1+N-pole, Icu=15kA (IEC/EN 60947-2), In=40 | 180.7634 | 1
142492 | FAZT-D40/2 | Circuit breaker, D char, 2-pole, Icu=15kA (IEC/EN 60947-2), In=40 | 253.1525 | 1
142500 | FAZT-D40/3 | Circuit breaker, D char, 3-pole, Icu=15kA (IEC/EN 60947-2), In=40 | 328.889 | 1
142524 | FAZT-D40/3N | Circuit breaker, D char, 3+N-pole, Icu=15kA (IEC/EN 60947-2), In=40 | 394.5832 | 1
142508 | FAZT-D40/4 | Circuit breaker, D char, 4-pole, Icu=15kA (IEC/EN 60947-2), In=40 | 473.6672 | 1
240814 | FAZT-D6/1 | Circuit breaker, D char, 1-pole, Icu=25kA (IEC/EN 60947-2), In=6A | 66.1126 | 1
241054 | FAZT-D6/1N | Circuit breaker, D char, 1+N-pole, Icu=25kA (IEC/EN 60947-2), In=6A | 132.6435 | 1
240868 | FAZT-D6/2 | Circuit breaker, D char, 2-pole, Icu=25kA (IEC/EN 60947-2), In=6A | 185.7846 | 1
240902 | FAZT-D6/3 | Circuit breaker, D char, 3-pole, Icu=25kA (IEC/EN 60947-2), In=6A | 241.4364 | 1
241184 | FAZT-D6/3N | Circuit breaker, D char, 3+N-pole, Icu=25kA (IEC/EN 60947-2), In=6A | 289.5563 | 1
240975 | FAZT-D6/4 | Circuit breaker, D char, 4-pole, Icu=25kA (IEC/EN 60947-2), In=6A | 347.3001 | 1
278519 | FAZ-XAA-C-110-415VAC | Opening release for FAZ, Uc=110-415V | 33.4747 | 1
278518 | FAZ-XAA-C-12-110VAC | Opening release for FAZ, Uc=12-110V | 50.2121 | 1
102036 | FAZ-XAA-NA110-415VAC | Opening release for FAZ...-NA, -RT, Uc=110-415V | 58.5807 | 1
102037 | FAZ-XAA-NA12-110VAC | Opening release for FAZ...-NA, -RT, Uc=12-110V | 54.3964 | 1
262414 | FAZ-XAM002 | Auxilliary contact, trip release 2co | 29.2904 | 1
286054 | FAZ-XHIN11 | Auxilliary contact for FAZ, 1no1nc | 26.6752 | 1
168685 | FAZ-XHIN11-SP |  | 8.516 | #N/A
286055 | FAZ-XHINW1 | Auxilliary contact for FAZ, 1co | 26.6752 | 1
168684 | FAZ-XHINW1-SP |  | 7.7309 | #N/A
212116 | FAZ-XK25 | Extension terminal, 25mm2 | 3.1383 | 1
212119 | FAZ-XK35 | Extension terminal, 35mm2 | 6.5119 | 1
212049 | FAZ-XUA(115VAC) | Undervoltage release, Uc=115V | 121.3458 | 1
212051 | FAZ-XUA(230VAC) | Undervoltage release, Uc=230V | 121.3458 | 1
212053 | FAZ-XUA(400VAC) | Undervoltage release, Uc=400V | 138.0832 | 1
106020 | FAZ-Z13/1 | Circuit breaker FAZ, char Z, 1-pole, In=13A, Icu=15kA (IEC 60947-2) | 31.6336 | 1
106021 | FAZ-Z13/2 | Circuit breaker FAZ, char Z, 2-pole, In=13A, Icu=15kA (IEC 60947-2) | 69.46 | 1
106022 | FAZ-Z13/3 | Circuit breaker FAZ, char Z, 3-pole, In=13A, Icu=15kA (IEC 60947-2) | 110.885 | 1
106023 | FAZ-Z13/4 | Circuit breaker FAZ, char Z, 4-pole, In=13A, Icu=15kA (IEC 60947-2) | 126.367 | 1
35265 | FB-AT | Accessories AT | 1.4606 | 1
148599 | FCFBD02DI-1 | Fuse base D01+DO2, 1-pole | 10.9927 | 15
148810 | FCFBD02DI-3 | Fuse base D01+DO2, 3-pole | 22.8853 | 5
149430 | FCFSDNH00BB100 | #N/A | 144.0089 | 1
149436 | FCFSDNH1BB185 | #N/A | 406.2914 | 1
149439 | FCFSDNH1BB185-CTO | #N/A | 1692.6303 | 1
149437 | FCFSDNH2BB185 | #N/A | 413.2062 | 1
83839 | FD-Q25 | #N/A | 2.4042 | 1
167279 | F-HEAT-250W |  | 357.6326 | 1
89103 | FHF-ID | #N/A | 52.9448 | 1
178945 | FHW-KLV | Spare flange for hollow-wall KLV distribution board | 4.9532 | 1
279183 | FI-16/2/003-A |  | 186.1341 | 1
167303 | FILT1 |  | 28.6406 | 1
167304 | FILT2 |  | 35.707 | 1
167307 | FILT2-55 |  | 198.4208 | 1
167305 | FILT3 |  | 44.7119 | 1
167308 | FILT3-55 |  | 284.2801 | 1
167306 | FILT4 |  | 53.5917 | 1
167309 | FILT4-55 |  | 297.2247 | 1
262578 | FIPA-XAM011 | Auxilliary contact for FI, 1no1nc | 46.0277 | 1
262415 | FIP-XAM002 | Auxilliary contact for FI, 2co | 25.106 | 1
225121 | FIP-XHI11 | Auxilliary contact for FI, 1no1nc | 25.106 | 1
78933 | FL1-X | Flange FL1-X | 15.4787 | 1
17898 | FL2-2 | Flange FL2-2 | 20.1843 | 1
20271 | FL2-3 | Flange FL2-3 | 22.537 | 1
86052 | FL2-X | Flange FL2-X | 17.8325 | 1
88425 | FL3-1 | Flange FL3-1 | 20.9273 | 1
90798 | FL3-2 | Flange FL3-2 | 20.9892 | 1
22644 | FL3-3 | Flange FL3-3 | 20.9273 | 1
93171 | FL3-X | Flange FL3-X | 22.2553 | 1
14863 | FL4-2 | Flange FL4-2 | 28.9023 | 1
17236 | FL4-3 | Flange FL4-3 | 28.9023 | 1
19609 | FL4-4 | Flange FL4-4 | 29.1209 | 1
21982 | FL4-5 | Flange FL4-5 | 29.1209 | 1
44879 | FL4-D | Sponge-rubber flange IP54 | 53.185 | 1
24355 | FL4-X | Flange FL4-X | 32.978 | 1
FD2-D | Four Pole 2# NH BASE | #N/A | 175.5342 | #N/A
98595 | FP25-ID | #N/A | 52.1091 | 1
10795 | FP50-ID | #N/A | 89.5998 | 1
275416 | FPK | Sealing cover | 0.68106 | 10
1314344 | FRONTKITDCM | Front Mounting Kit DCM | 30.1792 | #N/A
231895 | FS(*)-P3 | Standard front plate | 5.1428 | 1
231893 | FS(*)-T0 | Standard front plate | 2.9728 | 1
31475 | FS908GE-P3 | Emergency stop front plate | 5.3435 | 1
3198 | FS908GE-T0 | Emergency stop front plate | 3.7379 | 1
54133 | FS908-T0 | Emergency stop front plate | 3.0104 | 1
71438 | FS980-TM-E | Blank front plate | 3.0229 | 1
73811 | FS980-TM-EZ | Blank front plate | 3.0229 | 1
249040 | FS-ALU(*)-P3 | Blank front plate | 9.7462 | 1
249039 | FS-ALU(*)-T0 | Blank front plate | 5.1929 | 1
266906 | FS-ALU980-P3 | Blank front plate | 4.6034 | 1
266905 | FS-ALU980-T0 | Blank front plate | 3.2111 | 1
19610 | FS-AT | Accessories AT | 1.6912 | 20
2319 | FT-CI | Flange adaptor for CI enclosures | 15.0269 | 1
178944 | FUP-KLV | Spare flange for flush-mounted KLV distribution board | 4.9532 | 1
13NZ01 | Fuse - D01 13A T GL/GG 400VAC E14 | Fuse T gG/gL 400V AC 13A D01/E14 | 1.5443 | 10
C10G4 | FUSE 10,3X38 4A | Cylindrical fuse GG 500V AC 4A C10(10,3x38mm) | 1.2355 | 10
100D125Q | FUSE 100A DIV 500VAC | Fuse 500V AC 100A DIV | 22.7586 | 10
100D125R | FUSE 100A DIV GR 500VAC | Fuse GR 500V AC 100A DIV | 51.6459 | 25
10D16Q | FUSE 10A DI/E16 500VAC DZ | Fuse DZ 500V AC 10A DI/E16 | 3.8039 | #N/A
10D16R | FUSE 10A DI/E16 GR 500VAC | Fuse GR 500V AC 10A DI/E16 | 6.47 | 20
10D27Q | FUSE 10A DII/E27 500VAC | Fuse 500V AC 10A DII/E27 | 1.6798 | 5
125D200 | FUSE 125 DV GG 500VAC TIME DELAY | Fuse GG 500V AC 125A DV time delay | 31.2444 | 10
125D200Q | FUSE 125A DV 500V TYPE DZ | Fuse DZ 500V AC 125A DV | 31.2444 | 10
125D200R | FUSE 125A DV 500VAC TYPE GR | Fuse GR 500V AC 125A DV | 48.671 | #N/A
160D200 | FUSE 160 DV GG 500VAC TIME DELAY | Fuse GG 500V AC 160A DV time delay | 31.2444 | 10
160D200Q | FUSE 160A DV 500V TYPE DZ | Fuse DZ 500V AC 160A DV | 30.3178 | #N/A
160D200R | FUSE 160A DV 500VAC TYPE GR | Fuse GR 500V AC 160A DV | 72.4375 | #N/A
16D16Q | FUSE 16A DI/E16 500VAC DZ | Fuse DZ 500V AC 16A DI/E16 | 3.8039 | 20
16D16R | FUSE 16A DI/E16 GR 500VAC | Fuse GR 500V AC 16A DI/E16 | 6.47 | 20
16D27Q | FUSE 16A DII/E27 500VAC | Fuse 500V AC 16A DII/E27 | 1.6798 | 5
200D200 | FUSE 200 DV GG 500VAC TIME DELAY | Fuse GG 500V AC 200A DV time delay | 31.2444 | 60
200D200Q | FUSE 200A DV 500V TYPE DZ | Fuse DZ 500V AC 200A DV | 31.2444 | 10
200D200R | FUSE 200A DV 500VAC TYPE GR | Fuse GR 500V AC 200A DV | 72.4375 | 10
20D16Q | FUSE 20A DI/E16 500VAC DZ | Fuse DZ 500V AC 20A DI/E16 | 3.9737 | 20
20D16R | FUSE 20A DI/E16 GR 500VAC | Fuse GR 500V AC 20A DI/E16 | 6.47 | 20
20D27Q | FUSE 20A DII/E27 500VAC | Fuse 500V AC 20A DII/E27 | 1.7701 | 25
25D16Q | FUSE 25A DI/E16 500VAC DZ | Fuse DZ 500V AC 25A DI/E16 | 3.9737 | 20
25D16R | FUSE 25A DI/E16 GR 500VAC | Fuse GR 500V AC 25A DI/E16 | 6.7788 | 20
25D27Q | FUSE 25A DII/E27 500VAC | Fuse 500V AC 25A DII/E27 | 1.7701 | 5
2D16Q | FUSE 2A DI/E16 500VAC DZ | Fuse DZ 500V AC 2A DI/E16 | 3.9737 | 20
2D16R | FUSE 2A DI/E16 GR 500VAC | Fuse GR 500V AC 2A DI/E16 | 6.47 | 20
2D27Q | FUSE 2A DII/E27 500VAC | Fuse 500V AC 2A DII/E27 | 2.1675 | 25
35D27 | FUSE 35A D11/E27 GL 500V | Fuse T gG/gL 500V AC 35A DII/E27 | 2.6985 | 25
35D33Q | FUSE 35A DIII/E33 500VAC | Fuse 500V AC 35A DIII/E33 | 2.9911 | 25
4D16Q | FUSE 4A DI/E16 500VAC DZ | Fuse DZ 500V AC 4A DI/E16 | 3.9737 | 20
4D16R | FUSE 4A DI/E16 GR 500VAC | Fuse GR 500V AC 4A DI/E16 | 6.47 | 20
4D27Q | FUSE 4A DII/E27 500VAC | Fuse 500V AC 4A DII/E27 | 2.1675 | 5
50D33Q | FUSE 50A DIII/E33 500VAC | Fuse 500V AC 50A DIII/E33 | 3.0074 | 5
63D33Q | FUSE 63A DIII/E33 500VAC | Fuse 500V AC 63A DIII/E33 | 3.0074 | 5
6D16Q | FUSE 6A DI/E16 500VAC DZ | Fuse DZ 500V AC 6A DI/E16 | 3.9737 | 20
6D16R | FUSE 6A DI/E16 GR 500VAC | Fuse GR 500V AC 6A DI/E16 | 6.47 | 20
6D27Q | FUSE 6A DII/E27 500VAC | Fuse 500V AC 6A DII/E27 | 2.1675 | 5
80D125Q | FUSE 80A DIV 500VAC | Fuse 500V AC 80A DIV | 22.7586 | 10
80D125R | FUSE 80A DIV GR 500VAC | Fuse GR 500V AC 80A DIV | 46.2326 | 25
SD1-S | FUSE BASE SIZE NH-01 | Fuse base plastic, 1-pole, size 1, 250A, screw mounted | 36.0237 | 3
CD27 | FUSE CARRIER D2 E27 25A 500V | Fuse carrier DII E27 | 3.8039 | 50
CD33 | FUSE CARRIER D3 E33 63A 500V | Fuse carrier DIII E33 | 5.2345 | 6
CN01 | FUSE CARRIER PORCELAIN D01 E16 | Fuse carrier D01 E16 | 2.5522 | 20
CN02 | FUSE CARRIER PORCELAIN D02 E18 | Fuse carrier D02 E18 | 3.0724 | 20
32D33 | FUSE -D3 32A T GL/GG 500VAC E33 | Fuse T gG/gL 500V AC 32A DIII/E33 | 2.8448 | 25
FEH | FUSE EXTRACTION HANDLE DCR 3937 | Fuse extraction handle | 27.9444 | #N/A
500NHG2B | FUSE GG NH2C/P HICAP 500A500V | NH fuse gG/gL 500V 500A 2 dual indication | 23.7401 | #N/A
CHM1DU | FUSE HOLDER 10 3X38 1P | Disconnector, 1-pole, 690V AC / 32A, C10 (10x38mm) | 7.0714 | 12
100NHG00B | FUSE NH 00 gG 100A 500V D.I. | NH fuse gG/gL 500V 100A 00 dual indication | 6.2302 | 3
100NHM00B | FUSE NH SIZE 00 aM 100A 500V | NH fuse aM 500V 100A 00 dual indication | 12.8871 | #N/A
63NHM00B | FUSE NH SIZE 00 AM 63A 500V | NH fuse aM 500V 63A 00 dual indication | 12.8871 | 3
80NHM00B | FUSE NH SIZE 00 AM 80A 500V | #N/A | 12.8871 | #N/A
100NHM1B | FUSE NH SIZE 1 AM 100A 500V | NH fuse aM 500V 100A 1 dual indication | 21.8483 | 3
FRN01C | FUSE-BASE D01 1POL DIN HUT 16A | Fuse base 1poleD01 DIN | 9.9163 | 15
TFRN01C | FUSE-BASE D01 3POL DIN HUT | Fuse base 3pole D01 DIN | 28.4483 | 5
TFN01C | FUSE-BASE D01 E14 3P 16A 400V | Fuse base 3pole D01 E14 | 28.1232 | 5
TFRN02C | FUSE-BASE D02 3POL DIN HUT | Fuse base 3pole D02 DIN | 34.4143 | 5
TFN02C | FUSE-BASE D02 E18 3P 400V | Fuse base 3pole D02 E18 | 34.203 | 5
FRN02C | FUSE-BASE-D02 1POL DIN HUT 63A | Fuse base 1poleD02 DIN | 13.1675 | 15
10NZ01R | FUSE-D01 10A GR 400VAC E14 | Fuse GR 400V AC 10A D01/E14 | 6.6325 | 10
10NZ01 | FUSE-D01 10A T GL/GG 400VAC E14 | Fuse T gG/gL 400V AC 10A D01/E14 | 1.5443 | 10
16NZ01R | FUSE-D01 16A GR 400VAC E14 | Fuse GR 400V AC 16A D01/E14 | 6.6325 | 10
16NZ01 | FUSE-D01 16A T GL/GG 400VAC E14 | Fuse T gG/gL 400V AC 16A D01/E14 | 1.5443 | 10
2NZ01R | FUSE-D01 2A GR 400VAC E14 | Fuse GR 400V AC 2A D01/E14 | 6.1611 | 10
2NZ01 | FUSE-D01 2A T GL/GG 400VAC E14 | Fuse T gG/gL 400V AC 2A D01/E14 | 2.1621 | 10
4NZ01R | FUSE-D01 4A GR 400VAC E14 | Fuse GR 400V AC 4A D01/E14 | 6.1611 | 10
4NZ01 | FUSE-D01 4A T GL/GG 400VAC E14 | Fuse T gG/gL 400V AC 4A D01/E14 | 2.1621 | 10
6NZ01R | FUSE-D01 6A GR 400VAC E14 | Fuse GR 400V AC 6A D01/E14 | 7.3966 | 10
6NZ01 | FUSE-D01 6A T GL/GG 400VAC E14 | Fuse T gG/gL 400V AC 6A D01/E14 | 1.8532 | 10
20NZ02R | FUSE-D02 20A GR 400VAC E18 | Fuse GR 400V AC 20A D02/E18 | 7.4616 | 10
20NZ02 | FUSE-D02 20A T GL/GG 400VAC E18 | Fuse T gG/gL 400V AC 20A D02/E18 | 1.8207 | 10
25NZ02R | FUSE-D02 25A GR 400VAC E18 | Fuse GR 400V AC 25A D02/E18 | 7.4616 | 10
25NZ02 | FUSE-D02 25A T GL/GG 400VAC E18 | Fuse T gG/gL 400V AC 25A D02/E18 | 1.8207 | 10
32NZ02 | FUSE-D02 32A T GL/GG 400VAC E18 | Fuse T gG/gL 400V AC 32A D02/E18 | 2.0808 | 10
35NZ02R | FUSE-D02 35A GR 400VAC E18 | Fuse GR 400V AC 35A D02/E18 | 10.4202 | 10
35NZ02 | FUSE-D02 35A T GL/GG 400VAC E18 | Fuse T gG/gL 400V AC 35A D02/E18 | 2.1621 | 10
40NZ02 | FUSE-D02 40A T GL/GG 400VAC E18 | Fuse T gG/gL 400V AC 40A D02/E18 | 2.4872 | 10
50NZ02R | FUSE-D02 50A GR 400VAC E18 | Fuse GR 400V AC 50A D02/E18 | 12.2572 | 10
50NZ02 | FUSE-D02 50A T GL/GG 400VAC E18 | Fuse T gG/gL 400V AC 50A D02/E18 | 2.8611 | 10
63NZ02R | FUSE-D02 63A GR 400VAC E18 | Fuse GR 400V AC 63A D02/E18 | 12.2572 | 10
63NZ02 | FUSE-D02 63A T GL/GG 400VAC E18 | Fuse T gG/gL 400V AC 63A D02/E18 | 2.8611 | 10
100NZ03 | FUSE-D03 100A T GL/GG 400VAC M30 | Fuse T gG/gL 400V AC 100A D03/M30 | 12.4847 | 10
80NZ03 | FUSE-D03 80A T GL/GG 400VAC M30 | Fuse T gG/gL 400V AC 80A D03/M30 | 12.4847 | 10
16D16 | FUSE-D1 16A T GL/GG 500VAC E16 | Fuse T gG/gL 500V AC 16A DI/E16 | 3.5438 | 20
20D16 | FUSE-D1 20A T GL/GG 500VAC E16 | Fuse T gG/gL 500V AC 20A DI/E16 | 3.5438 | 10
25D16 | FUSE-D1 25A T GL/GG 500VAC E16 | Fuse T gG/gL 500V AC 25A DI/E16 | 4.503 | 10
2D16 | FUSE-D1 2A T GL/GG 500VAC E16 | Fuse T gG/gL 500V AC 2A DI/E16 | 3.5438 | 10
4D16 | FUSE-D1 4A T GL/GG 500VAC E16 | Fuse T gG/gL 500V AC 4A DI/E16 | 3.5438 | 20
6D16 | FUSE-D1 6A T GL/GG 500VAC E16 | Fuse T gG/gL 500V AC 6A DI/E16 | 3.5438 | 10
10D27R | FUSE-D2 10A F GR 500VAC E27 | Fuse F GR 500V AC 10A DII/E27 | 7.1202 | 5
10D27 | FUSE-D2 10A T GL/GG 500VAC E27 | Fuse T gG/gL 500V AC 10A DII/E27 | 1.4793 | 25
16D27R | FUSE-D2 16A F GR 500VAC E27 | Fuse F GR 500V AC 16A DII/E27 | 7.1202 | 5
16D27 | FUSE-D2 16A T GL/GG 500VAC E27 | Fuse T gG/gL 500V AC 16A DII/E27 | 1.4793 | 25
20D27R | FUSE-D2 20A F GR 500VAC E27 | Fuse F GR 500V AC 20A DII/E27 | 7.933 | 5
20D27 | FUSE-D2 20A T GL/GG 500VAC E27 | Fuse T gG/gL 500V AC 20A DII/E27 | 1.5281 | 25
25D27R | FUSE-D2 25A F GR 500VAC E27 | Fuse F GR 500V AC 25A DII/E27 | 8.2581 | 25
25D27 | FUSE-D2 25A T GL/GG 500VAC E27 | Fuse T gG/gL 500V AC 25A DII/E27 | 1.5281 | 25
2D27R | FUSE-D2 2A F GR 500VAC E27 | Fuse F GR 500V AC 2A DII/E27 | 7.1202 | 5
2D27 | FUSE-D2 2A T GL/GG 500VAC E27 | Fuse T gG/gL 500V AC 2A DII/E27 | 1.8857 | 5
30D27R | FUSE-D2 30A F GR 500VAC E27 | Fuse F GR 500V AC 30A DII/E27 | 8.502 | 25
35D33R | FUSE-D2 35A F GR 500VAC E33 | Fuse F GR 500V AC 35A DIII/E33 | 11.7207 | 25
4D27R | FUSE-D2 4A F GR 500VAC E27 | Fuse F GR 500V AC 4A DII/E27 | 7.1202 | 5
4D27 | FUSE-D2 4A T GL/GG 500VAC E27 | Fuse T gG/gL 500V AC 4A DII/E27 | 1.8857 | 25
63D33R | FUSE-D2 63A F GR 500VAC E33 | Fuse F GR 500V AC 63A DIII/E33 | 15.5897 | 5
6D27R | FUSE-D2 6A F GR 500VAC E27 | Fuse F GR 500V AC 6A DII/E27 | 7.1202 | 5
6D27 | FUSE-D2 6A T GL/GG 500VAC E27 | Fuse T gG/gL 500V AC 6A DII/E27 | 1.8857 | 25
35D33 | FUSE-D3 35A T GL/GG 500VAC E33 | Fuse T gG/gL 500V AC 35A DIII/E33 | 2.8448 | 25
40D33 | FUSE-D3 40A T GL/GG 500VAC E33 | Fuse T gG/gL 500V AC 40A DIII/E33 | 2.8448 | 5
50D33R | FUSE-D3 50A GR ULTRA RAPID 500VAC E33 | Fuse F GR 500V AC 50A DIII/E33 | 13.6714 | 25
50D33 | FUSE-D3 50A T GL/GG 500VAC E33 | Fuse T gG/gL 500V AC 50A DIII/E33 | 2.9911 | 25
63D33 | FUSE-D3 63A T GL/GG 500VAC E33 | Fuse T gG/gL 500V AC 63A DIII/E33 | 2.9911 | 5
100D125 | FUSE-D4 100A T GL/GG 500VAC | Fuse T gG/gL 500V AC 100A DIV | 20.9705 | 10
80D125 | FUSE-D4 80A T GL/GG 500VAC | Fuse T gG/gL 500V AC 80A DIV | 20.9705 | 10
CH127-1 | FUSEHOLDER FOR 22MM X 127MM 1 POLE | Disconnector, 1-pole, 690V AC / 100A, C22 (22x58mm) | 187.7588 | 4
CH127-2 | FUSEHOLDER FOR 22MM X 127MM 2 POLE | Disconnector, 2-pole, 690V AC / 100A, C22 (22x58mm) | 292.3835 | 2
CH127-3 | FUSEHOLDER FOR 22MM X 127MM 3 POLE | Disconnector, 3-pole, 690V AC / 100A, C22 (22x58mm) | 397.0083 | 1
215033 | FZK011 | Thermostat | 81.3184 | 1
215033 | FZK011 |  | 81.3184 | 1
20280 | GA-1-I43-G | Component cover, in CI43 | 48.9747 | 1
25026 | GA-1-I44 | Component cover, fuse switch-disconnector GSTA1, for CI44 | 39.5018 | 1
27399 | GA-2-I44 | Component cover, fuse switch-disconnector GSTA2, for CI44 | 48.9128 | 1
178965 | GAH1-KLV | Replacement cover plate for distribution board KLV-12HW…(hollow-wall mounted), rows 1, modules 14 | 14.0547 | 1
178912 | GAH2-KLV | Replacement cover plate for distribution board KLV-24HW…(hollow-wall mounted), rows 2, modules 28 | 13.9309 | 1
178913 | GAH3-KLV | Replacement cover plate for distribution board KLV-36HW…(hollow-wall mounted), rows 3, modules 42 | 15.9121 | 1
178914 | GAH4-KLV | Replacement cover plate for distribution board KLV-48HW…(hollow-wall mounted), rows 4, modules 56 | 14.9215 | 1
53502 | GA-MS-I43 | #N/A | 72.513 | 1
55875 | GA-MS-I44 | Meter shroud, for CI44-200 | 54.5471 | 1
51123 | GA-O/I23 | Protective covers for AV/I enclosures | 10.4988 | 1
53496 | GA-O/I43 | Protective covers for AV/I enclosures | 22.2275 | 1
55869 | GA-O/I44 | Protective covers for AV/I enclosures | 31.697 | 1
46378 | GA-RS-I23 | Component cover, busbar mounting fuse base, in CI23 | 14.6119 | 1
48751 | GA-RS-I43 | Component cover, busbar mounting fuse base, in CI43 | 22.8466 | 1
17907 | GA-RS-I43-G | Component cover, busbar mounting fuse base, in CI43 | 26.8092 | 1
22653 | GA-RS-I44 | Component cover, busbar mounting fuse base, in CI44 | 23.0943 | 1
178961 | GAU1-KLV | Replacement cover plate for distribution board KLV-12UP…(flush-mounted), rows 1, modules 14 | 14.0547 | 1
178962 | GAU2-KLV | Replacement cover plate for distribution board KLV-24UP…(flush-mounted), rows 2, modules 28 | 13.1879 | 1
178963 | GAU3-KLV | Replacement cover plate for distribution board KLV-36UP…(flush-mounted), rows 3, modules 42 | 15.0453 | 1
178964 | GAU4-KLV | Replacement cover plate for distribution board KLV-48UP…(flush-mounted), rows 4, modules 56 | 14.1785 | 1
10GN02 | GAUGE PIECE D02 10A 400V FOR E18 | Gauge piece D02 10A E18 | 1.5895 | 1
2GN02 | GAUGE PIECE D02 2A 400V FOR E18 | Gauge piece D02 2A E18 | 1.5895 | 50
10GD27 | GAUGE PIECE D2 10A FOR E27 | Gauge piece DII 10A E27 | 1.902 | 1
16GD27 | GAUGE PIECE D2 16A FOR E27 | Gauge piece DII 16A E27 | 1.902 | 25
20GD27 | GAUGE PIECE D2 20A 500V FOR E27 | Gauge piece DII 20A E27 | 1.902 | 25
25GD27 | GAUGE PIECE D2 25A 500V FOR E27 | Gauge piece DII 25A E27 | 1.902 | 25
2GD27 | GAUGE PIECE D2 2A 500V FOR E27 | Gauge piece DII 2A E27 | 1.902 | 25
4GD27 | GAUGE PIECE D2 4A 500V FOR E27 | Gauge piece DII 4A E27 | 1.902 | 25
6GD27 | GAUGE PIECE D2 6A 500V FOR E27 | Gauge piece DII 6A E27 | 1.902 | 25
35GD33 | GAUGE PIECE D3 35A 500V FOR E33 | Gauge piece DIII 35A E33 | 2.6498 | 25
50GD33 | GAUGE PIECE D3 50A 500V FOR E33 | Gauge piece DIII 50A E33 | 2.6498 | 25
63GD33 | GAUGE PIECE D3 63A 500V FOR E33 | Gauge piece DIII 63A E33 | 2.6498 | 25
10GN01 | GAUGE PIECE DO1 10A 400V FOR E14 | Gauge piece DO1 10A E14 | 1.1542 | 50
2GN01 | GAUGE PIECE DO1 2A 400V FOR E14 | Gauge piece DO1 2A E14 | 1.1542 | 50
4GN01 | GAUGE PIECE DO1 4A 400V FOR E14 | Gauge piece DO1 4A E14 | 1.1542 | 50
6GN01 | GAUGE PIECE DO1 6A 400V FOR E14 | Gauge piece DO1 6A E14 | 1.1542 | 50
16GN02 | GAUGE PIECE DO2 16A 400V FOR E18 | Gauge piece DO2 16A E18 | 1.4305 | 50
20GN02 | GAUGE PIECE DO2 20A 400V FOR E18 | Gauge piece DO2 20A E18 | 1.4305 | 50
25GN02 | GAUGE PIECE DO2 25A 400V FOR E18 | Gauge piece DO2 25A E18 | 1.4305 | 50
35GN02 | GAUGE PIECE DO2 35A 400V FOR E18 | Gauge piece DO2 35A E18 | 1.4305 | 50
50GN02 | GAUGE PIECE DO2 50A 400V FOR E18 | Gauge piece DO2 50A E18 | 1.4305 | 50
178969 | GH-KLV | Device holder for KLV-…M- distribution board | 8.73 | 1
SBXL-GL | GRIPPING LUG FOR SB1XL-S/SB2XL-S FUSE BA | Gripping Lug for SB1XL-S/SB2XL-S fuse base | 11.7695 | #N/A
101474 | GR-PKZ0 | Handle for PKZ | 9.8465 | 1
26741 | GS00-160 | #N/A | 76.4892 | 1
224550 | GST00-160-40-60-AOU | #N/A | 134.1007 | 1
45062 | H1-T5 | Shroud T5 | 5.8201 | 1
93828 | H3-T0 | Shroud T0 | 8.9936 | 1
178972 | HA-KLV | Holding brackets for sockets EURO2 for KLV-…M- distribution board | 4.2102 | 1
43653 | H-AT0 | Operating head AT0 | 17.5271 | 1
32721 | H-B3-PKZ0 | Cover for free terminals | 2.0571 | 1
220228 | H-B3-PKZ4 | Empty conn.cover f.3-ph.comm.link PKZM4 | 4.3776 | 10
2316 | HBA-4344 | #N/A | 3.5623 | 1
256581 | HB-PKZ4 | Terminals shroud | 4.6034 | 1
174167 | HCAP-IKA | Hermetic caps | 0.49532 | 20
10482 | HDILE | Sealable enclosure for DILE | 2.8705 | 1
135398 | HF4B-400/1A | 741C2073 | 104.9159 | 1
135472 | HF7A-1200/5A | 741H0017 | 165.0935 | 1
135467 | HF7A-500/5A | 741H0012 | 155.6862 | 1
135468 | HF7A-600/5A | 741H0013 | 155.0399 | 1
135469 | HF7A-750/5A | 741H0014 | 161.2157 | 1
135470 | HF7A-800/5A | 741H0015 | 163.9445 | 1
46382 | HG-CI | Handle | 2.5965 | 1
61813 | HI11-P1/P3E | Auxiliary contacts | 19.3669 | 1
62031 | HI11-P1/P3Z | Auxiliary contacts | 19.693 | 1
280963 | HI21-P5-125/160E | Auxiliary contacts | 37.5547 | 1
280964 | HI21-P5-125/160Z | Auxiliary contacts | 37.5547 | 1
280965 | HI21-P5-250/315E | Auxiliary contacts | 37.5547 | 1
280966 | HI21-P5-250/315Z | Auxiliary contacts | 37.5547 | 1
174186 | HINGE-IKA | Hinge IKA | 3.8843 | 20
39261 | H-K150/5 | Terminal cover for K150/3, K150/4, K150/5 | 49.8723 | 1
41634 | H-K240/5 | Terminal cover for K240/3, K240/4, K240/5 | 60.371 | 1
44007 | H-K2X240/5 | Terminal cover for K2X240/3, K2X240/4, K2X240/5 | 80.1142 | 1
48753 | H-K3X185/5 | Terminal Cover K3X185/3, K3X185/4, K3X185/5 | 26.9949 | 1
46380 | H-K3X240/5 | Terminal Cover K3X240/3, K3X240/4, K3X240/5 | 29.4096 | 1
51126 | H-K4X185/5 | Terminal Cover K4X185/3, K4X185/4, K4X185/5 | 29.4096 | 1
36888 | H-K95/5 | Terminal cover for K95/3, K95/4, K95/5 | 35.9241 | 1
98585 | HK-K240 | Conversion kit for K240/ for auxiliary conductor 2.5mm² | 28.6047 | 1
10785 | HK-K2X240 | Conversion kit for K2x240/ for auxiliary conductor 2.5mm² | 31.8243 | 1
15531 | HK-K3X185 | ACC.terminals | 60.1814 | 1
13158 | HK-K3X240 | Conversion kit for K3x240/ for auxiliary conductor 2.5mm² | 78.1986 | 1
1917 | HK-K3X240-K4X185 | Conversion kit for K3x240/+K4x185/ for auxiliary conductor 2.5mm² | 79.2512 | 1
1916 | HK-K95-K150 | Conversion kit for K95/+K150/ for auxiliary conductor 2.5mm² | 24.023 | 1
195125 | HNB-C10/1N/003 |  | 57.218 | 1
165360 | HNB-C10/1N/003-A |  | #N/A | #N/A
195126 | HNB-C13/1N/003 |  | 59.8323 | 1
165377 | HNB-C13/1N/003-A |  | #N/A | #N/A
195127 | HNB-C16/1N/003 |  | 57.218 | 1
165396 | HNB-C16/1N/003-A |  | #N/A | #N/A
195128 | HNB-C20/1N/003 |  | 57.218 | 1
165426 | HNB-C20/1N/003-A |  | #N/A | #N/A
195129 | HNB-C25/1N/003 |  | 57.218 | 1
165440 | HNB-C25/1N/003-A |  | #N/A | #N/A
195124 | HNB-C6/1N/003 |  | 60.9361 | 1
165500 | HNB-C6/1N/003-A |  | #N/A | #N/A
194829 | HN-C10/1 |  | 6.1889 | 1
194889 | HN-C10/3 |  | 21.3908 | 1
194830 | HN-C13/1 |  | 6.3114 | 1
194890 | HN-C13/3 |  | 20.2714 | 1
194831 | HN-C16/1 |  | 6.1889 | 1
194891 | HN-C16/3 |  | 20.2714 | 1
194832 | HN-C20/1 |  | 6.4848 | 1
194892 | HN-C20/3 |  | 20.2714 | 1
194833 | HN-C25/1 |  | 6.6162 | 1
194690 | HNC-25/2/003 |  | 37.593 | 1
194684 | HNC-25/2/003-A |  | 70.4513 | 1
194893 | HN-C25/3 |  | 20.6872 | 1
194693 | HNC-25/4/003 |  | 49.6388 | 1
194687 | HNC-25/4/003-A |  | 117.1883 | 1
194834 | HN-C32/1 |  | 6.6162 | 1
194894 | HN-C32/3 |  | 21.2774 | 1
194835 | HN-C40/1 |  | 7.7738 | 1
194691 | HNC-40/2/003 |  | 38.3459 | 1
194685 | HNC-40/2/003-A |  | 70.4513 | 1
194895 | HN-C40/3 |  | 24.2593 | 1
194694 | HNC-40/4/003 |  | 49.6388 | 1
194688 | HNC-40/4/003-A |  | 117.4987 | 1
194836 | HN-C50/1 |  | 14.2434 | 1
194896 | HN-C50/3 |  | 41.3277 | 1
194828 | HN-C6/1 |  | 6.948 | 1
194888 | HN-C6/3 |  | 21.3908 | 1
194837 | HN-C63/1 |  | 14.2434 | 1
194692 | HNC-63/2/003 |  | 42.311 | 1
194686 | HNC-63/2/003-A |  | 91.5894 | 1
194897 | HN-C63/3 |  | 43.673 | 1
194695 | HNC-63/4/003 |  | 68.3099 | 1
194689 | HNC-63/4/003-A |  | 154.5353 | 1
17253 | H-P1 | Shroud P1 | 5.1177 | 1
19626 | H-P14 | Shroud P1, 4p | 7.0619 | 1
21999 | H-P3 | Shroud P3 | 6.2842 | 1
293977 | H-P5-125/160 | Shroud P5 | 4.6912 | 1
293978 | H-P5-250/315 | Shroud P5 | 6.5978 | 1
178946 | HP-KLV | Spare hinges for KLV distribution board | 2.2488 | 1
59970 | HR311 | Accessories AT4 | 23.9844 | 1
69462 | HR316 | Accessories AT4 | 19.1414 | 1
25343 | HR316-SOND1001 | Accessories AT4 | 20.1408 | 1
71835 | HR317 | Accessories AT4 | 25.7525 | 1
74208 | HR318 | Accessories AT4 | 24.5225 | 1
12511 | HR417 | Accessories AT4 | 25.7525 | 1
14884 | HR418 | Accessories AT4 | 24.5225 | 1
43360 | HR516 | Accessories AT4 | 24.7532 | 1
55225 | HR5353 | Accessories AT4 | 18.5745 | 1
2291 | HS25-CI | Spacers | 2.7219 | 1
29118 | H-S27-1 | Cover for screw caps E27, DII | 6.9866 | 1
2292 | HS50-CI | Spacers | 3.9261 | 1
2321 | HSH0632 | Support bracket for busbar supports, transport split | 8.2966 | 1
2320 | HSH-CI | Support bracket for busbar supports, last enclosure | 5.8819 | 5
178931 | HS-KLV | Horizontal partition for KLV distribution board | 4.334 | 1
256151 | HS-SA(*)-T0 | Key | 26.2783 | 1
200183 | H-T6-160 | Shroud T6 | 18.0373 | 6
200184 | H-T8 | Shroud T8 | 58.0129 | 6
19631 | HV | Accessories AT4 | 48.1226 | 1
178941 | HWS-KLV | Hollow-wall anchor for KLV distribution board | 2.7037 | 1
167267 | HYG |  | 276.3383 | 1
45063 | HZ-T5 | Shroud T5 | 4.5658 | 1
46299 | I8 | Surface mounting enclosure | 50.0228 | 1
74212 | IA-AT4 | Accessories AT4 - basic unit | 33.3629 | 1
55226 | I-AT4 | Accessories AT4 - basic unit | 20.9864 | 1
174206 | IKA-1/12-OT | Compact distribution board IP65, transparent door, 1 row 12 modules, without N/PE terminals | 52.3801 | 1
174197 | IKA-1/12-ST | Compact distribution board IP65, transparent door, 1 row 12 modules | 87.9085 | 1
174190 | IKA-1/12-ST-UV |  | 111.1612 | 1
174190 | IKA-1/12-ST-UV | Compact distribution board IP65 for outdoor applications, transparent door, 1 row 12 modules | 111.1612 | 1
174209 | IKA-1/18-OT | Compact distribution board IP65, transparent door, 1 row 18 modules, without N/PE terminals | 71.5118 | 1
174200 | IKA-1/18-ST | Compact distribution board IP65, transparent door, 1 row 18 modules | 100.1749 | 1
174193 | IKA-1/18-ST-UV | Compact distribution board IP65 for outdoor applications, transparent door, 1 row 18 modules | 130.2273 | 1
174203 | IKA-1/4-OT | Compact distribution board IP65, transparent door, 1 row 4 modules, without N/PE terminals | 31.5147 | 1
174221 | IKA-1/4-ST | Compact distribution board IP65, transparent door, 1 row 4 modules | 46.8164 | 1
174187 | IKA-1/4-ST-UV |  | 60.0099 | 1
174187 | IKA-1/4-ST-UV | Compact distribution board IP65 for outdoor applications, transparent door, 1 row 4 modules | 60.0099 | 1
174204 | IKA-1/6-OT | Compact distribution board IP65, transparent door, 1 row 6 modules, without N/PE terminals | 36.1583 | 1
174222 | IKA-1/6-ST | Compact distribution board IP65, transparent door, 1 row 6 modules | 55.1984 | 1
174188 | IKA-1/6-ST-UV | Compact distribution board IP65 for outdoor applications, transparent door, 1 row 6 modules | 67.8736 | 1
174205 | IKA-1/8-OT | Compact distribution board IP65, transparent door, 1 row 8 modules, without N/PE terminals | 39.0683 | 1
174196 | IKA-1/8-ST | Compact distribution board IP65, transparent door, 1 row 8 modules | 65.0114 | 1
174189 | IKA-1/8-ST-UV | Compact distribution board IP65 for outdoor applications, transparent door, 1 row 8 modules | 77.6866 | 1
174207 | IKA-2/24-OT | Compact distribution board IP65, transparent door, 2 rows 24 modules, without N/PE terminals | 99.5593 | 1
174198 | IKA-2/24-ST | Compact distribution board IP65, transparent door, 2 rows 24 modules | 132.885 | 1
174191 | IKA-2/24-ST-UV | Compact distribution board IP65 for outdoor applications, transparent door, 2 rows 24 modules | 169.3671 | 1
174210 | IKA-2/36-OT | Compact distribution board IP65, transparent door, 2 rows 36 modules, without N/PE terminals | 150.2623 | 1
174201 | IKA-2/36-ST | Compact distribution board IP65, transparent door, 2 rows 36 modules | 192.1722 | 1
174194 | IKA-2/36-ST-UV | Compact distribution board IP65 for outdoor applications, transparent door, 2 rows 36 modules | 249.8238 | 1
174208 | IKA-3/36-OT | Compact distribution board IP65, transparent door, 3 rows 36 modules, without N/PE terminals | 163.1419 | 1
174199 | IKA-3/36-ST | Compact distribution board IP65, transparent door, 3 rows 36 modules | 176.0247 | 1
174192 | IKA-3/36-ST-UV | Compact distribution board IP65 for outdoor applications, transparent door, 3 rows 36 modules | 228.8296 | 1
174211 | IKA-3/54-OT | Compact distribution board IP65, transparent door, 3 rows 54 modules, without N/PE terminals | 188.9011 | 1
174202 | IKA-3/54-ST | Compact distribution board IP65, transparent door, 3 rows 54 modules | 222.0202 | 1
174195 | IKA-3/54-ST-UV | Compact distribution board IP65 for outdoor applications, transparent door, 3 rows 54 modules | 288.6262 | 1
187357 | IKA-C-1/12-ST-LID |  | 108.2274 | #N/A
187356 | IKA-C-1/12-ST-X |  | 88.1669 | #N/A
187352 | IKA-C-1/18-ST-LID |  | 132.0027 | #N/A
187351 | IKA-C-1/18-ST-X |  | 113.7378 | #N/A
86081 | IM4-CI23 | Mounting plates for CI enclosures, Glass-fibre reinforced insulating material, 4 mm thick | 16.9084 | 1
88454 | IM4-CI43 | Mounting plates for CI enclosures, Glass-fibre reinforced insulating material, 4 mm thick | 37.5547 | 1
90827 | IM4-CI44 | Mounting plates for CI enclosures, Glass-fibre reinforced insulating material, 4 mm thick | 43.8977 | 1
183447 | INX16B3-06F-1 | Power switch disconnector, 3pole, Icm=88kA/440V, Iu=600A | 6836.1218 | #N/A
183639 | INX16B3-06W-1 | Power switch disconnector, withdrawable, 3pole, Icm=88kA/440V, Iu=600A | 10518.0707 | #N/A
183448 | INX16B3-08F-1 | Power switch disconnector, 3pole, Icm=88kA/440V, Iu=800A | 6836.1218 | #N/A
183640 | INX16B3-08W-1 | Power switch disconnector, withdrawable, 3pole, Icm=88kA/440V, Iu=800A | 10518.0707 | #N/A
183449 | INX16B3-10F-1 | Power switch disconnector, 3pole, Icm=88kA/440V, Iu=1000A | 6836.1218 | #N/A
183641 | INX16B3-10W-1 | Power switch disconnector, withdrawable, 3pole, Icm=88kA/440V, Iu=1000A | 10518.0707 | #N/A
183450 | INX16B3-12F-1 | Power switch disconnector, 3pole, Icm=88kA/440V, Iu=1250A | 6836.1218 | #N/A
183642 | INX16B3-12W-1 | Power switch disconnector, withdrawable, 3pole, Icm=88kA/440V, Iu=1250A | 10518.0707 | #N/A
183451 | INX16B3-16F-1 | Power switch disconnector, 3pole, Icm=88kA/440V, Iu=1600A | 6836.1218 | #N/A
183643 | INX16B3-16W-1 | Power switch disconnector, withdrawable, 3pole, Icm=88kA/440V, Iu=1600A | 10518.0707 | #N/A
183644 | INX16B4-06F-1 | Power switch disconnector, 4pole, Icm=88kA/440V, Iu=600A | 9680.354 | #N/A
183649 | INX16B4-06W-1 | Power switch disconnector, withdrawable, 4pole, Icm=88kA/440V, Iu=600A | 12598.5087 | #N/A
183645 | INX16B4-08F-1 | Power switch disconnector, 4pole, Icm=88kA/440V, Iu=800A | 9680.354 | #N/A
183650 | INX16B4-08W-1 | Power switch disconnector, withdrawable, 4pole, Icm=88kA/440V, Iu=800A | 12598.5087 | #N/A
183646 | INX16B4-10F-1 | Power switch disconnector, 4pole, Icm=88kA/440V, Iu=1000A | 9680.354 | #N/A
183651 | INX16B4-10W-1 | Power switch disconnector, withdrawable, 4pole, Icm=88kA/440V, Iu=1000A | 12598.5087 | #N/A
183647 | INX16B4-12F-1 | Power switch disconnector, 4pole, Icm=88kA/440V, Iu=1250A | 9680.354 | #N/A
183652 | INX16B4-12W-1 | Power switch disconnector, withdrawable, 4pole, Icm=88kA/440V, Iu=1250A | 12598.5087 | #N/A
183648 | INX16B4-16F-1 | Power switch disconnector, 4pole, Icm=88kA/440V, Iu=1600A | 9680.354 | #N/A
183653 | INX16B4-16W-1 | Power switch disconnector, withdrawable, 4pole, Icm=88kA/440V, Iu=1600A | 12598.5087 | #N/A
184040 | INX40B3-08F-1 | Power switch disconnector, 3pole, Icm=145kA/440V, Iu=800A | 11192.5613 | #N/A
184056 | INX40B3-08W-1 | Power switch disconnector, withdrawable, 3pole, Icm=145kA/440V, Iu=800A | 14880.2585 | #N/A
184041 | INX40B3-10F-1 | Power switch disconnector, 3pole, Icm=145kA/440V, Iu=1000A | 11192.5613 | #N/A
184057 | INX40B3-10W-1 | Power switch disconnector, withdrawable, 3pole, Icm=145kA/440V, Iu=1000A | 14880.2585 | #N/A
184042 | INX40B3-12F-1 | Power switch disconnector, 3pole, Icm=145kA/440V, Iu=1250A | 11192.5613 | #N/A
184058 | INX40B3-12W-1 | Power switch disconnector, withdrawable, 3pole, Icm=145kA/440V, Iu=1250A | 14880.2585 | #N/A
184043 | INX40B3-16F-1 | Power switch disconnector, 3pole, Icm=145kA/440V, Iu=1600A | 11192.5613 | #N/A
184059 | INX40B3-16W-1 | Power switch disconnector, withdrawable, 3pole, Icm=145kA/440V, Iu=1600A | 14880.2585 | #N/A
184044 | INX40B3-20F-1 | Power switch disconnector, 3pole, Icm=145kA/440V, Iu=2000A | 11192.5613 | #N/A
184060 | INX40B3-20W-1 | Power switch disconnector, withdrawable, 3pole, Icm=145kA/440V, Iu=2000A | 14880.2585 | #N/A
184045 | INX40B3-25F-1 | Power switch disconnector, 3pole, Icm=145kA/440V, Iu=2500A | 11192.5613 | #N/A
184061 | INX40B3-25W-1 | Power switch disconnector, withdrawable, 3pole, Icm=145kA/440V, Iu=2500A | 14880.2585 | #N/A
184046 | INX40B3-32F-1 | Power switch disconnector, 3pole, Icm=145kA/440V, Iu=3200A | 12213.3346 | #N/A
184062 | INX40B3-32W-1 | Power switch disconnector, withdrawable, 3pole, Icm=145kA/440V, Iu=3200A | 17696.4345 | #N/A
184047 | INX40B3-40F-1 | Power switch disconnector, 3pole, Icm=145kA/440V, Iu=4000A | 12213.3346 | #N/A
184063 | INX40B3-40W-1 | Power switch disconnector, withdrawable, 3pole, Icm=145kA/440V, Iu=4000A | 17696.4345 | #N/A
184072 | INX40B4-08F-1 | Power switch disconnector, 4pole, Icm=145kA/440V, Iu=800A | 12799.8204 | #N/A
184088 | INX40B4-08W-1 | Power switch disconnector, withdrawable, 4pole, Icm=145kA/440V, Iu=800A | 17347.927 | #N/A
184073 | INX40B4-10F-1 | Power switch disconnector, 4pole, Icm=145kA/440V, Iu=1000A | 12799.8204 | #N/A
184089 | INX40B4-10W-1 | Power switch disconnector, withdrawable, 4pole, Icm=145kA/440V, Iu=1000A | 17347.927 | #N/A
184074 | INX40B4-12F-1 | Power switch disconnector, 4pole, Icm=145kA/440V, Iu=1250A | 12799.8204 | #N/A
184090 | INX40B4-12W-1 | Power switch disconnector, withdrawable, 4pole, Icm=145kA/440V, Iu=1250A | 17347.927 | #N/A
184075 | INX40B4-16F-1 | Power switch disconnector, 4pole, Icm=145kA/440V, Iu=1600A | 12799.8204 | #N/A
184091 | INX40B4-16W-1 | Power switch disconnector, withdrawable, 4pole, Icm=145kA/440V, Iu=1600A | 17347.927 | #N/A
184076 | INX40B4-20F-1 | Power switch disconnector, 4pole, Icm=145kA/440V, Iu=2000A | 12799.8204 | #N/A
184092 | INX40B4-20W-1 | Power switch disconnector, withdrawable, 4pole, Icm=145kA/440V, Iu=2000A | 17347.927 | #N/A
184077 | INX40B4-25F-1 | Power switch disconnector, 4pole, Icm=145kA/440V, Iu=2500A | 12799.8204 | #N/A
184093 | INX40B4-25W-1 | Power switch disconnector, withdrawable, 4pole, Icm=145kA/440V, Iu=2500A | 17347.927 | #N/A
184078 | INX40B4-32F-1 | Power switch disconnector, 4pole, Icm=145kA/440V, Iu=3200A | 14303.6217 | #N/A
184094 | INX40B4-32W-1 | Power switch disconnector, withdrawable, 4pole, Icm=145kA/440V, Iu=3200A | 21245.5705 | #N/A
184079 | INX40B4-40F-1 | Power switch disconnector, 4pole, Icm=145kA/440V, Iu=4000A | 14303.6217 | #N/A
184095 | INX40B4-40W-1 | Power switch disconnector, withdrawable, 4pole, Icm=145kA/440V, Iu=4000A | 21245.5705 | #N/A
184048 | INX40N3-08F-1 | Power switch disconnector, 3pole, Icm=187kA/440V, Iu=800A | 12213.3346 | #N/A
184064 | INX40N3-08W-1 | Power switch disconnector, withdrawable, 3pole, Icm=187kA/440V, Iu=800A | 17696.4345 | #N/A
184049 | INX40N3-10F-1 | Power switch disconnector, 3pole, Icm=187kA/440V, Iu=1000A | 12213.3346 | #N/A
184065 | INX40N3-10W-1 | Power switch disconnector, withdrawable, 3pole, Icm=187kA/440V, Iu=1000A | 17696.4345 | #N/A
184050 | INX40N3-12F-1 | Power switch disconnector, 3pole, Icm=187kA/440V, Iu=1250A | 12213.3346 | #N/A
184066 | INX40N3-12W-1 | Power switch disconnector, withdrawable, 3pole, Icm=187kA/440V, Iu=1250A | 17696.4345 | #N/A
184051 | INX40N3-16F-1 | Power switch disconnector, 3pole, Icm=187kA/440V, Iu=1600A | 12213.3346 | #N/A
184067 | INX40N3-16W-1 | Power switch disconnector, withdrawable, 3pole, Icm=187kA/440V, Iu=1600A | 17696.4345 | #N/A
184052 | INX40N3-20F-1 | Power switch disconnector, 3pole, Icm=187kA/440V, Iu=2000A | 12213.3346 | #N/A
184068 | INX40N3-20W-1 | Power switch disconnector, withdrawable, 3pole, Icm=187kA/440V, Iu=2000A | 17696.4345 | #N/A
184053 | INX40N3-25F-1 | Power switch disconnector, 3pole, Icm=187kA/440V, Iu=2500A | 12213.3346 | #N/A
184069 | INX40N3-25W-1 | Power switch disconnector, withdrawable, 3pole, Icm=187kA/440V, Iu=2500A | 17696.4345 | #N/A
184054 | INX40N3-32F-1 | Power switch disconnector, 3pole, Icm=187kA/440V, Iu=3200A | 12213.3346 | #N/A
184070 | INX40N3-32W-1 | Power switch disconnector, withdrawable, 3pole, Icm=187kA/440V, Iu=3200A | 17696.4345 | #N/A
184055 | INX40N3-40F-1 | Power switch disconnector, 3pole, Icm=187kA/440V, Iu=4000A | 12213.3346 | #N/A
184071 | INX40N3-40W-1 | Power switch disconnector, withdrawable, 3pole, Icm=187kA/440V, Iu=4000A | 17696.4345 | #N/A
184080 | INX40N4-08F-1 | Power switch disconnector, 4pole, Icm=187kA/440V, Iu=800A | 14303.6217 | #N/A
184096 | INX40N4-08W-1 | Power switch disconnector, withdrawable, 4pole, Icm=187kA/440V, Iu=800A | 21245.5705 | #N/A
184081 | INX40N4-10F-1 | Power switch disconnector, 4pole, Icm=187kA/440V, Iu=1000A | 14303.6217 | #N/A
184097 | INX40N4-10W-1 | Power switch disconnector, withdrawable, 4pole, Icm=187kA/440V, Iu=1000A | 21245.5705 | #N/A
184082 | INX40N4-12F-1 | Power switch disconnector, 4pole, Icm=187kA/440V, Iu=1250A | 14303.6217 | #N/A
184098 | INX40N4-12W-1 | Power switch disconnector, withdrawable, 4pole, Icm=187kA/440V, Iu=1250A | 21245.5705 | #N/A
184083 | INX40N4-16F-1 | Power switch disconnector, 4pole, Icm=187kA/440V, Iu=1600A | 14303.6217 | #N/A
184099 | INX40N4-16W-1 | Power switch disconnector, withdrawable, 4pole, Icm=187kA/440V, Iu=1600A | 21245.5705 | #N/A
184084 | INX40N4-20F-1 | Power switch disconnector, 4pole, Icm=187kA/440V, Iu=2000A | 14303.6217 | #N/A
184100 | INX40N4-20W-1 | Power switch disconnector, withdrawable, 4pole, Icm=187kA/440V, Iu=2000A | 21245.5705 | #N/A
184085 | INX40N4-25F-1 | Power switch disconnector, 4pole, Icm=187kA/440V, Iu=2500A | 14303.6217 | #N/A
184101 | INX40N4-25W-1 | Power switch disconnector, withdrawable, 4pole, Icm=187kA/440V, Iu=2500A | 21245.5705 | #N/A
184086 | INX40N4-32F-1 | Power switch disconnector, 4pole, Icm=187kA/440V, Iu=3200A | 14303.6217 | #N/A
184102 | INX40N4-32W-1 | Power switch disconnector, withdrawable, 4pole, Icm=187kA/440V, Iu=3200A | 21245.5705 | #N/A
184087 | INX40N4-40F-1 | Power switch disconnector, 4pole, Icm=187kA/440V, Iu=4000A | 14303.6217 | #N/A
183925 | INX40N4-40W-1 | Power switch disconnector, withdrawable, 4pole, Icm=187kA/440V, Iu=4000A | 21245.5705 | #N/A
CH22-CTP | IP20 cable terminal protector kit for 22 | IP20 protection accessory | 4.1291 | #N/A
FPK00-1P | IP-20 PROTECTION KIT ST BASES I NH 00 | IP-20 Protection kit for ST bases, Size 00, 1-pole | 16.0286 | #N/A
FPK00-3P | IP-20 PROTECTION KIT ST BASES III NH00 | IP-20 Protection kit for ST bases, Size 00, 3-pole | 30.3828 | #N/A
276282 | IS-100/1 | Main switch, 1-pole | 15.8623 | 1
276283 | IS-100/2 | Main switch, 2-pole | 31.065 | 1
276284 | IS-100/3 | Main switch, 3-pole | 50.1877 | 1
276285 | IS-100/4 | Main switch, 4-pole | 79.968 | 1
276286 | IS-125/1 | Main switch, 1-pole | 18.2501 | 1
276287 | IS-125/2 | Main switch, 2-pole | 36.5001 | 1
276288 | IS-125/3 | Main switch, 3-pole | 62.9801 | 1
276289 | IS-125/4 | Main switch, 4-pole | 91.2503 | 1
276254 | IS-16/1 | Main switch, 1-pole | 9.8579 | 1
276255 | IS-16/2 | Main switch, 2-pole | 19.6067 | 1
276256 | IS-16/3 | Main switch, 3-pole | 31.064 | 1
276257 | IS-16/4 | Main switch, 4-pole | 45.6252 | 1
276258 | IS-20/1 | Main switch, 1-pole | 10.6459 | 1
276259 | IS-20/2 | Main switch, 2-pole | 21.2917 | 1
276260 | IS-20/3 | Main switch, 3-pole | 35.1314 | 1
276261 | IS-20/4 | Main switch, 4-pole | 53.2294 | 1
276262 | IS-25/1 | Main switch, 1-pole | 10.95 | 1
276263 | IS-25/2 | Main switch, 2-pole | 21.9001 | 1
276264 | IS-25/3 | Main switch, 3-pole | 36.1351 | 1
276265 | IS-25/4 | Main switch, 4-pole | 54.7502 | 1
276266 | IS-32/1 | Main switch, 1-pole | 12.1667 | 1
276267 | IS-32/2 | Main switch, 2-pole | 24.9158 | 1
276268 | IS-32/3 | Main switch, 3-pole | 40.1501 | 1
276269 | IS-32/4 | Main switch, 4-pole | 60.8336 | 1
276270 | IS-40/1 | Main switch, 1-pole | 12.775 | 1
276271 | IS-40/2 | Main switch, 2-pole | 31.6934 | 1
276272 | IS-40/3 | Main switch, 3-pole | 42.1577 | 1
276273 | IS-40/4 | Main switch, 4-pole | 63.8752 | 1
276274 | IS-63/1 | Main switch, 1-pole | 16.2338 | 1
276275 | IS-63/2 | Main switch, 2-pole | 32.2537 | 1
276276 | IS-63/3 | Main switch, 3-pole | 44.1652 | 1
276277 | IS-63/4 | Main switch, 4-pole | 66.9169 | 1
276278 | IS-80/1 | Main switch, 1-pole | 18.9153 | 1
276279 | IS-80/2 | Main switch, 2-pole | 27.3751 | 1
276280 | IS-80/3 | Main switch, 3-pole | 45.1689 | 1
276281 | IS-80/4 | Main switch, 4-pole | 68.4378 | 1
90267 | ISH2,8 | Insulated ferrule | 0.99935 | 100
83550 | ITB1 | Cable tie wraps, Length=98mm | 50.4607 | 1000
85923 | ITB2 | Cable tie wraps, Length=140mm | 92.4391 | 4000
88296 | ITB3 | Cable tie wraps, Length=2005mm | 27.3611 | 100
91114 | IVS-T0 | Mounting accessory | 6.9813 | 1
124195 | IZM63N3-V50W |  | 40147.6338 | 1
122861 | IZM-CAS633-6300 |  | 6394.8477 | 1
183356 | IZMX16B3-P06F-1 | Circuit breaker, universal release with power measurement, 3pole, Icu=42kA/440V, Iu=630A | 8068.5697 | 1
183469 | IZMX16B3-P06W-1 | Circuit breaker, wdrawable, universal release w power measurement, 3pole, Icu=42kA/440V, Iu=630A | 9884.4877 | 1
183357 | IZMX16B3-P08F-1 | Circuit breaker, universal release with power measurement, 3pole, Icu=42kA/440V, Iu=800A | 8071.4942 | 1
183470 | IZMX16B3-P08W-1 | Circuit breaker, wdrawable, universal release w power measurement, 3pole, Icu=42kA/440V, Iu=800A | 9887.4123 | 1
183358 | IZMX16B3-P10F-1 | Circuit breaker, universal release with power measurement, 3pole, Icu=42kA/440V, Iu=1000A | 8071.4942 | 1
183471 | IZMX16B3-P10W-1 | Circuit breaker, wdrawable, universal release w power measurement, 3pole, Icu=42kA/440V, Iu=1000A | 9887.4123 | 1
183359 | IZMX16B3-P12F-1 | Circuit breaker, universal release with power measurement, 3pole, Icu=42kA/440V, Iu=1250A | 8071.4942 | 1
183472 | IZMX16B3-P12W-1 | Circuit breaker, wdrawable, universal release w power measurement, 3pole, Icu=42kA/440V, Iu=1250A | 9887.4123 | 1
183360 | IZMX16B3-P16F-1 | Circuit breaker, universal release with power measurement, 3pole, Icu=42kA/440V, Iu=1600A | 8071.4942 | 1
183473 | IZMX16B3-P16W-1 | Circuit breaker, wdrawable, universal release w power measurement, 3pole, Icu=42kA/440V, Iu=1600A | 9887.4123 | 1
183395 | IZMX16B3-V06F-1 | Circuit breaker, basic selective release, 3pole, Icu=42kA/440V, Iu=630A | 7976.329 | 1
183341 | IZMX16B3-V06W-1 | Circuit breaker, withdrawable, basic selective release, 3pole, Icu=42kA/440V, Iu=630A | 9818.2172 | 1
183396 | IZMX16B3-V08F-1 | Circuit breaker, basic selective release, 3pole, Icu=42kA/440V, Iu=800A | 7979.3121 | 1
183342 | IZMX16B3-V08W-1 | Circuit breaker, withdrawable, basic selective release, 3pole, Icu=42kA/440V, Iu=800A | 9821.1417 | 1
183328 | IZMX16B3-V10F-1 | Circuit breaker, basic selective release, 3pole, Icu=42kA/440V, Iu=1000A | 7979.3121 | 1
183343 | IZMX16B3-V10W-1 | Circuit breaker, withdrawable, basic selective release, 3pole, Icu=42kA/440V, Iu=1000A | 9821.1417 | 1
183329 | IZMX16B3-V12F-1 | Circuit breaker, basic selective release, 3pole, Icu=42kA/440V, Iu=1250A | 7979.3121 | 1
183344 | IZMX16B3-V12W-1 | Circuit breaker, withdrawable, basic selective release, 3pole, Icu=42kA/440V, Iu=1250A | 9821.1417 | 1
183330 | IZMX16B3-V16F-1 | Circuit breaker, basic selective release, 3pole, Icu=42kA/440V, Iu=1600A | 7979.3121 | 1
183345 | IZMX16B3-V16W-1 | Circuit breaker, withdrawable, basic selective release, 3pole, Icu=42kA/440V, Iu=1600A | 9821.1417 | 1
183398 | IZMX16B4-P06F-1 | Circuit breaker, universal release with power measurement, 4pole, Icu=42kA/440V, Iu=630A | 9454.2849 | 1
183457 | IZMX16B4-P06W-1 | Circuit breaker, wdrawable, universal release w power measurement, 4pole, Icu=42kA/440V, Iu=630A | 11712.5134 | 1
183399 | IZMX16B4-P08F-1 | Circuit breaker, universal release with power measurement, 4pole, Icu=42kA/440V, Iu=800A | 9457.151 | 1
183458 | IZMX16B4-P08W-1 | Circuit breaker, wdrawable, universal release w power measurement, 4pole, Icu=42kA/440V, Iu=800A | 11715.438 | 1
183400 | IZMX16B4-P10F-1 | Circuit breaker, universal release with power measurement, 4pole, Icu=42kA/440V, Iu=1000A | 9457.151 | 1
183459 | IZMX16B4-P10W-1 | Circuit breaker, wdrawable, universal release w power measurement, 4pole, Icu=42kA/440V, Iu=1000A | 11715.438 | 1
183401 | IZMX16B4-P12F-1 | Circuit breaker, universal release with power measurement, 4pole, Icu=42kA/440V, Iu=1250A | 9457.151 | 1
183460 | IZMX16B4-P12W-1 | Circuit breaker, wdrawable, universal release w power measurement, 4pole, Icu=42kA/440V, Iu=1250A | 11715.438 | 1
183402 | IZMX16B4-P16F-1 | Circuit breaker, universal release with power measurement, 4pole, Icu=42kA/440V, Iu=1600A | 9457.151 | 1
183461 | IZMX16B4-P16W-1 | Circuit breaker, wdrawable, universal release w power measurement, 4pole, Icu=42kA/440V, Iu=1600A | 11715.438 | 1
183544 | IZMX16B4-V06F-1 | Circuit breaker, basic selective release, 4pole, Icu=42kA/440V, Iu=630A | 9362.1027 | 1
183559 | IZMX16B4-V06W-1 | Circuit breaker, withdrawable, basic selective release, 4pole, Icu=42kA/440V, Iu=630A | 11646.2429 | 1
183545 | IZMX16B4-V08F-1 | Circuit breaker, basic selective release, 4pole, Icu=42kA/440V, Iu=800A | 9364.9688 | 1
183560 | IZMX16B4-V08W-1 | Circuit breaker, withdrawable, basic selective release, 4pole, Icu=42kA/440V, Iu=800A | 11649.1675 | 1
183546 | IZMX16B4-V10F-1 | Circuit breaker, basic selective release, 4pole, Icu=42kA/440V, Iu=1000A | 9364.9688 | 1
183561 | IZMX16B4-V10W-1 | Circuit breaker, withdrawable, basic selective release, 4pole, Icu=42kA/440V, Iu=1000A | 11649.1675 | 1
183547 | IZMX16B4-V12F-1 | Circuit breaker, basic selective release, 4pole, Icu=42kA/440V, Iu=1250A | 9364.9688 | 1
183562 | IZMX16B4-V12W-1 | Circuit breaker, withdrawable, basic selective release, 4pole, Icu=42kA/440V, Iu=1250A | 11649.1675 | 1
183548 | IZMX16B4-V16F-1 | Circuit breaker, basic selective release, 4pole, Icu=42kA/440V, Iu=1600A | 9364.9688 | 1
183563 | IZMX16B4-V16W-1 | Circuit breaker, withdrawable, basic selective release, 4pole, Icu=42kA/440V, Iu=1600A | 11649.1675 | 1
183464 | IZMX16H3-P06F-1 | Circuit breaker, universal release with power measurement, 3pole, Icu=66kA/440V, Iu=630A | 8068.5697 | 1
183479 | IZMX16H3-P06W-1 | Circuit breaker, wdrawable, universal release w power measurement, 3pole, Icu=66kA/440V, Iu=630A | 9884.4877 | 1
183465 | IZMX16H3-P08F-1 | Circuit breaker, universal release with power measurement, 3pole, Icu=66kA/440V, Iu=800A | 8071.4942 | 1
183480 | IZMX16H3-P08W-1 | Circuit breaker, wdrawable, universal release w power measurement, 3pole, Icu=66kA/440V, Iu=800A | 9887.4123 | 1
183466 | IZMX16H3-P10F-1 | Circuit breaker, universal release with power measurement, 3pole, Icu=66kA/440V, Iu=1000A | 8071.4942 | 1
183481 | IZMX16H3-P10W-1 | Circuit breaker, wdrawable, universal release w power measurement, 3pole, Icu=66kA/440V, Iu=1000A | 9887.4123 | 1
183467 | IZMX16H3-P12F-1 | Circuit breaker, universal release with power measurement, 3pole, Icu=66kA/440V, Iu=1250A | 8071.4942 | 1
183482 | IZMX16H3-P12W-1 | Circuit breaker, wdrawable, universal release w power measurement, 3pole, Icu=66kA/440V, Iu=1250A | 9887.4123 | 1
183468 | IZMX16H3-P16F-1 | Circuit breaker, universal release with power measurement, 3pole, Icu=66kA/440V, Iu=1600A | 8071.4942 | 1
183483 | IZMX16H3-P16W-1 | Circuit breaker, wdrawable, universal release w power measurement, 3pole, Icu=66kA/440V, Iu=1600A | 9887.4123 | 1
183336 | IZMX16H3-V06F-1 | Circuit breaker, basic selective release, 3pole, Icu=66kA/440V, Iu=630A | 7976.329 | 1
183351 | IZMX16H3-V06W-1 | Circuit breaker, withdrawable, basic selective release, 3pole, Icu=66kA/440V, Iu=630A | 9818.2172 | 1
183337 | IZMX16H3-V08F-1 | Circuit breaker, basic selective release, 3pole, Icu=66kA/440V, Iu=800A | 7979.3121 | 1
183352 | IZMX16H3-V08W-1 | Circuit breaker, withdrawable, basic selective release, 3pole, Icu=66kA/440V, Iu=800A | 9821.1417 | 1
183338 | IZMX16H3-V10F-1 | Circuit breaker, basic selective release, 3pole, Icu=66kA/440V, Iu=1000A | 7979.3121 | 1
183353 | IZMX16H3-V10W-1 | Circuit breaker, withdrawable, basic selective release, 3pole, Icu=66kA/440V, Iu=1000A | 9821.1417 | 1
183339 | IZMX16H3-V12F-1 | Circuit breaker, basic selective release, 3pole, Icu=66kA/440V, Iu=1250A | 7979.3121 | 1
183354 | IZMX16H3-V12W-1 | Circuit breaker, withdrawable, basic selective release, 3pole, Icu=66kA/440V, Iu=1250A | 9821.1417 | 1
183340 | IZMX16H3-V16F-1 | Circuit breaker, basic selective release, 3pole, Icu=66kA/440V, Iu=1600A | 7979.3121 | 1
183355 | IZMX16H3-V16W-1 | Circuit breaker, withdrawable, basic selective release, 3pole, Icu=66kA/440V, Iu=1600A | 9821.1417 | 1
183452 | IZMX16H4-P06F-1 | Circuit breaker, universal release with power measurement, 4pole, Icu=66kA/440V, Iu=630A | 9454.2849 | 1
183412 | IZMX16H4-P06W-1 | Circuit breaker, wdrawable, universal release w power measurement, 4pole, Icu=66kA/440V, Iu=630A | 11712.5134 | 1
183453 | IZMX16H4-P08F-1 | Circuit breaker, universal release with power measurement, 4pole, Icu=66kA/440V, Iu=800A | 9457.151 | 1
183413 | IZMX16H4-P08W-1 | Circuit breaker, wdrawable, universal release w power measurement, 4pole, Icu=66kA/440V, Iu=800A | 11715.438 | 1
183454 | IZMX16H4-P10F-1 | Circuit breaker, universal release with power measurement, 4pole, Icu=66kA/440V, Iu=1000A | 9457.151 | 1
183414 | IZMX16H4-P10W-1 | Circuit breaker, wdrawable, universal release w power measurement, 4pole, Icu=66kA/440V, Iu=1000A | 11715.438 | 1
183455 | IZMX16H4-P12F-1 | Circuit breaker, universal release with power measurement, 4pole, Icu=66kA/440V, Iu=1250A | 9457.151 | 1
183415 | IZMX16H4-P12W-1 | Circuit breaker, wdrawable, universal release w power measurement, 4pole, Icu=66kA/440V, Iu=1250A | 11715.438 | 1
183456 | IZMX16H4-P16F-1 | Circuit breaker, universal release with power measurement, 4pole, Icu=66kA/440V, Iu=1600A | 9457.151 | 1
183416 | IZMX16H4-P16W-1 | Circuit breaker, wdrawable, universal release w power measurement, 4pole, Icu=66kA/440V, Iu=1600A | 11715.438 | 1
183554 | IZMX16H4-V06F-1 | Circuit breaker, basic selective release, 4pole, Icu=66kA/440V, Iu=630A | 9362.1027 | 1
183569 | IZMX16H4-V06W-1 | Circuit breaker, withdrawable, basic selective release, 4pole, Icu=66kA/440V, Iu=630A | 11646.2429 | 1
183555 | IZMX16H4-V08F-1 | Circuit breaker, basic selective release, 4pole, Icu=66kA/440V, Iu=800A | 9364.9688 | 1
183570 | IZMX16H4-V08W-1 | Circuit breaker, withdrawable, basic selective release, 4pole, Icu=66kA/440V, Iu=800A | 11649.1675 | 1
183556 | IZMX16H4-V10F-1 | Circuit breaker, basic selective release, 4pole, Icu=66kA/440V, Iu=1000A | 9364.9688 | 1
183571 | IZMX16H4-V10W-1 | Circuit breaker, withdrawable, basic selective release, 4pole, Icu=66kA/440V, Iu=1000A | 11649.1675 | 1
183557 | IZMX16H4-V12F-1 | Circuit breaker, basic selective release, 4pole, Icu=66kA/440V, Iu=1250A | 9364.9688 | 1
183572 | IZMX16H4-V12W-1 | Circuit breaker, withdrawable, basic selective release, 4pole, Icu=66kA/440V, Iu=1250A | 11649.1675 | 1
183558 | IZMX16H4-V16F-1 | Circuit breaker, basic selective release, 4pole, Icu=66kA/440V, Iu=1600A | 9364.9688 | 1
183397 | IZMX16H4-V16W-1 | Circuit breaker, withdrawable, basic selective release, 4pole, Icu=66kA/440V, Iu=1600A | 11649.1675 | 1
183361 | IZMX16N3-P06F-1 | Circuit breaker, universal release with power measurement, 3pole, Icu=50kA/440V, Iu=630A | 8068.5697 | 1
183474 | IZMX16N3-P06W-1 | Circuit breaker, wdrawable, universal release w power measurement, 3pole, Icu=50kA/440V, Iu=630A | 9884.4877 | 1
183362 | IZMX16N3-P08F-1 | Circuit breaker, universal release with power measurement, 3pole, Icu=50kA/440V, Iu=800A | 8071.4942 | 1
183475 | IZMX16N3-P08W-1 | Circuit breaker, wdrawable, universal release w power measurement, 3pole, Icu=50kA/440V, Iu=800A | 9887.4123 | 1
183363 | IZMX16N3-P10F-1 | Circuit breaker, universal release with power measurement, 3pole, Icu=50kA/440V, Iu=1000A | 8071.4942 | 1
183476 | IZMX16N3-P10W-1 | Circuit breaker, wdrawable, universal release w power measurement, 3pole, Icu=50kA/440V, Iu=1000A | 9887.4123 | 1
183364 | IZMX16N3-P12F-1 | Circuit breaker, universal release with power measurement, 3pole, Icu=50kA/440V, Iu=1250A | 8071.4942 | 1
183477 | IZMX16N3-P12W-1 | Circuit breaker, wdrawable, universal release w power measurement, 3pole, Icu=50kA/440V, Iu=1250A | 9887.4123 | 1
183463 | IZMX16N3-P16F-1 | Circuit breaker, universal release with power measurement, 3pole, Icu=50kA/440V, Iu=1600A | 8071.4942 | 1
183478 | IZMX16N3-P16W-1 | Circuit breaker, wdrawable, universal release w power measurement, 3pole, Icu=50kA/440V, Iu=1600A | 9887.4123 | 1
183331 | IZMX16N3-V06F-1 | Circuit breaker, basic selective release, 3pole, Icu=50kA/440V, Iu=630A | 7976.329 | 1
183346 | IZMX16N3-V06W-1 | Circuit breaker, withdrawable, basic selective release, 3pole, Icu=50kA/440V, Iu=630A | 9818.2172 | 1
183332 | IZMX16N3-V08F-1 | Circuit breaker, basic selective release, 3pole, Icu=50kA/440V, Iu=800A | 7979.3121 | 1
183347 | IZMX16N3-V08W-1 | Circuit breaker, withdrawable, basic selective release, 3pole, Icu=50kA/440V, Iu=800A | 9821.1417 | 1
183333 | IZMX16N3-V10F-1 | Circuit breaker, basic selective release, 3pole, Icu=50kA/440V, Iu=1000A | 7979.3121 | 1
183348 | IZMX16N3-V10W-1 | Circuit breaker, withdrawable, basic selective release, 3pole, Icu=50kA/440V, Iu=1000A | 9821.1417 | 1
183334 | IZMX16N3-V12F-1 | Circuit breaker, basic selective release, 3pole, Icu=50kA/440V, Iu=1250A | 7979.3121 | 1
183349 | IZMX16N3-V12W-1 | Circuit breaker, withdrawable, basic selective release, 3pole, Icu=50kA/440V, Iu=1250A | 9821.1417 | 1
183335 | IZMX16N3-V16F-1 | Circuit breaker, basic selective release, 3pole, Icu=50kA/440V, Iu=1600A | 7979.3121 | 1
183350 | IZMX16N3-V16W-1 | Circuit breaker, withdrawable, basic selective release, 3pole, Icu=50kA/440V, Iu=1600A | 9821.1417 | 1
183403 | IZMX16N4-P06F-1 | Circuit breaker, universal release with power measurement, 4pole, Icu=50kA/440V, Iu=630A | 9454.2849 | 1
183462 | IZMX16N4-P06W-1 | Circuit breaker, wdrawable, universal release w power measurement, 4pole, Icu=50kA/440V, Iu=630A | 11712.5134 | 1
183404 | IZMX16N4-P08F-1 | Circuit breaker, universal release with power measurement, 4pole, Icu=50kA/440V, Iu=800A | 9457.151 | 1
183408 | IZMX16N4-P08W-1 | Circuit breaker, wdrawable, universal release w power measurement, 4pole, Icu=50kA/440V, Iu=800A | 11715.438 | 1
183405 | IZMX16N4-P10F-1 | Circuit breaker, universal release with power measurement, 4pole, Icu=50kA/440V, Iu=1000A | 9457.151 | 1
183409 | IZMX16N4-P10W-1 | Circuit breaker, wdrawable, universal release w power measurement, 4pole, Icu=50kA/440V, Iu=1000A | 11715.438 | 1
183406 | IZMX16N4-P12F-1 | Circuit breaker, universal release with power measurement, 4pole, Icu=50kA/440V, Iu=1250A | 9457.151 | 1
183410 | IZMX16N4-P12W-1 | Circuit breaker, wdrawable, universal release w power measurement, 4pole, Icu=50kA/440V, Iu=1250A | 11715.438 | 1
183407 | IZMX16N4-P16F-1 | Circuit breaker, universal release with power measurement, 4pole, Icu=50kA/440V, Iu=1600A | 9457.151 | 1
183411 | IZMX16N4-P16W-1 | Circuit breaker, wdrawable, universal release w power measurement, 4pole, Icu=50kA/440V, Iu=1600A | 11715.438 | 1
183549 | IZMX16N4-V06F-1 | Circuit breaker, basic selective release, 4pole, Icu=50kA/440V, Iu=630A | 9362.1027 | 1
183564 | IZMX16N4-V06W-1 | Circuit breaker, withdrawable, basic selective release, 4pole, Icu=50kA/440V, Iu=630A | 11646.2429 | 1
183550 | IZMX16N4-V08F-1 | Circuit breaker, basic selective release, 4pole, Icu=50kA/440V, Iu=800A | 9364.9688 | 1
183565 | IZMX16N4-V08W-1 | Circuit breaker, withdrawable, basic selective release, 4pole, Icu=50kA/440V, Iu=800A | 11649.1675 | 1
183551 | IZMX16N4-V10F-1 | Circuit breaker, basic selective release, 4pole, Icu=50kA/440V, Iu=1000A | 9364.9688 | 1
183566 | IZMX16N4-V10W-1 | Circuit breaker, withdrawable, basic selective release, 4pole, Icu=50kA/440V, Iu=1000A | 11649.1675 | 1
183552 | IZMX16N4-V12F-1 | Circuit breaker, basic selective release, 4pole, Icu=50kA/440V, Iu=1250A | 9364.9688 | 1
183567 | IZMX16N4-V12W-1 | Circuit breaker, withdrawable, basic selective release, 4pole, Icu=50kA/440V, Iu=1250A | 11649.1675 | 1
183553 | IZMX16N4-V16F-1 | Circuit breaker, basic selective release, 4pole, Icu=50kA/440V, Iu=1600A | 9364.9688 | 1
183568 | IZMX16N4-V16W-1 | Circuit breaker, withdrawable, basic selective release, 4pole, Icu=50kA/440V, Iu=1600A | 11649.1675 | 1
183574 | IZMX40B3-P08F-1 | Circuit breaker, universal release with power measurement, 3pole, Icu=66kA/440V, Iu=800A | 12928.7562 | 1
183587 | IZMX40B3-P08W-1 | Circuit breaker, wdrawable, universal release w power measurement, 3pole, Icu=66kA/440V, Iu=800A | 16437.1525 | 1
183575 | IZMX40B3-P10F-1 | Circuit breaker, universal release with power measurement, 3pole, Icu=66kA/440V, Iu=1000A | 12928.7562 | 1
183588 | IZMX40B3-P10W-1 | Circuit breaker, wdrawable, universal release w power measurement, 3pole, Icu=66kA/440V, Iu=1000A | 16437.1525 | 1
183576 | IZMX40B3-P12F-1 | Circuit breaker, universal release with power measurement, 3pole, Icu=66kA/440V, Iu=1250A | 12928.7562 | 1
183589 | IZMX40B3-P12W-1 | Circuit breaker, wdrawable, universal release w power measurement, 3pole, Icu=66kA/440V, Iu=1250A | 16437.1525 | 1
183577 | IZMX40B3-P16F-1 | Circuit breaker, universal release with power measurement, 3pole, Icu=66kA/440V, Iu=1600A | 12928.7562 | 1
183590 | IZMX40B3-P16W-1 | Circuit breaker, wdrawable, universal release w power measurement, 3pole, Icu=66kA/440V, Iu=1600A | 16437.1525 | 1
183578 | IZMX40B3-P20F-1 | Circuit breaker, universal release with power measurement, 3pole, Icu=66kA/440V, Iu=2000A | 12928.7562 | 1
183591 | IZMX40B3-P20W-1 | Circuit breaker, wdrawable, universal release w power measurement, 3pole, Icu=66kA/440V, Iu=2000A | 16437.1525 | 1
183579 | IZMX40B3-P25F-1 | Circuit breaker, universal release with power measurement, 3pole, Icu=66kA/440V, Iu=2500A | 12928.7562 | 1
183592 | IZMX40B3-P25W-1 | Circuit breaker, wdrawable, universal release w power measurement, 3pole, Icu=66kA/440V, Iu=2500A | 16437.1525 | 1
183580 | IZMX40B3-P32F-1 | Circuit breaker, universal release with power measurement, 3pole, Icu=66kA/440V, Iu=3200A | 13854.906 | 1
183593 | IZMX40B3-P32W-1 | Circuit breaker, wdrawable, universal release w power measurement, 3pole, Icu=66kA/440V, Iu=3200A | 19109.8848 | 1
183581 | IZMX40B3-P40F-1 | Circuit breaker, universal release with power measurement, 3pole, Icu=66kA/440V, Iu=4000A | 13854.906 | 1
183594 | IZMX40B3-P40W-1 | Circuit breaker, wdrawable, universal release w power measurement, 3pole, Icu=66kA/440V, Iu=4000A | 19109.8848 | 1
183702 | IZMX40B3-V08F-1 | Circuit breaker, basic selective release, 3pole, Icu=66kA/440V, Iu=800A | 12799.6193 | 1
183726 | IZMX40B3-V08W-1 | Circuit breaker, withdrawable, basic selective release, 3pole, Icu=66kA/440V, Iu=800A | 16344.3737 | 1
183703 | IZMX40B3-V10F-1 | Circuit breaker, basic selective release, 3pole, Icu=66kA/440V, Iu=1000A | 12799.6193 | 1
183727 | IZMX40B3-V10W-1 | Circuit breaker, withdrawable, basic selective release, 3pole, Icu=66kA/440V, Iu=1000A | 16344.3737 | 1
183704 | IZMX40B3-V12F-1 | Circuit breaker, basic selective release, 3pole, Icu=66kA/440V, Iu=1250A | 12799.6193 | 1
183728 | IZMX40B3-V12W-1 | Circuit breaker, withdrawable, basic selective release, 3pole, Icu=66kA/440V, Iu=1250A | 16344.3737 | 1
183705 | IZMX40B3-V16F-1 | Circuit breaker, basic selective release, 3pole, Icu=66kA/440V, Iu=1600A | 12799.6193 | 1
183729 | IZMX40B3-V16W-1 | Circuit breaker, withdrawable, basic selective release, 3pole, Icu=66kA/440V, Iu=1600A | 16344.3737 | 1
183706 | IZMX40B3-V20F-1 | Circuit breaker, basic selective release, 3pole, Icu=66kA/440V, Iu=2000A | 12799.6193 | 1
183730 | IZMX40B3-V20W-1 | Circuit breaker, withdrawable, basic selective release, 3pole, Icu=66kA/440V, Iu=2000A | 16344.3737 | 1
183707 | IZMX40B3-V25F-1 | Circuit breaker, basic selective release, 3pole, Icu=66kA/440V, Iu=2500A | 12799.6193 | 1
183731 | IZMX40B3-V25W-1 | Circuit breaker, withdrawable, basic selective release, 3pole, Icu=66kA/440V, Iu=2500A | 16344.3737 | 1
183708 | IZMX40B3-V32F-1 | Circuit breaker, basic selective release, 3pole, Icu=66kA/440V, Iu=3200A | 13725.851 | 1
183732 | IZMX40B3-V32W-1 | Circuit breaker, withdrawable, basic selective release, 3pole, Icu=66kA/440V, Iu=3200A | 19017.106 | 1
183709 | IZMX40B3-V40F-1 | Circuit breaker, basic selective release, 3pole, Icu=66kA/440V, Iu=4000A | 13725.851 | 1
183733 | IZMX40B3-V40W-1 | Circuit breaker, withdrawable, basic selective release, 3pole, Icu=66kA/440V, Iu=4000A | 19017.106 | 1
183810 | IZMX40B4-P08F-1 | Circuit breaker, universal release with power measurement, 4pole, Icu=66kA/440V, Iu=800A | 14548.331 | 1
183779 | IZMX40B4-P08W-1 | Circuit breaker, wdrawable, universal release w power measurement, 4pole, Icu=66kA/440V, Iu=800A | 18897.55 | 1
183811 | IZMX40B4-P10F-1 | Circuit breaker, universal release with power measurement, 4pole, Icu=66kA/440V, Iu=1000A | 14548.331 | 1
183780 | IZMX40B4-P10W-1 | Circuit breaker, wdrawable, universal release w power measurement, 4pole, Icu=66kA/440V, Iu=1000A | 18897.55 | 1
183812 | IZMX40B4-P12F-1 | Circuit breaker, universal release with power measurement, 4pole, Icu=66kA/440V, Iu=1250A | 14548.331 | 1
183781 | IZMX40B4-P12W-1 | Circuit breaker, wdrawable, universal release w power measurement, 4pole, Icu=66kA/440V, Iu=1250A | 18897.55 | 1
183813 | IZMX40B4-P16F-1 | Circuit breaker, universal release with power measurement, 4pole, Icu=66kA/440V, Iu=1600A | 14548.331 | 1
183782 | IZMX40B4-P16W-1 | Circuit breaker, wdrawable, universal release w power measurement, 4pole, Icu=66kA/440V, Iu=1600A | 18897.55 | 1
183814 | IZMX40B4-P20F-1 | Circuit breaker, universal release with power measurement, 4pole, Icu=66kA/440V, Iu=2000A | 14548.331 | 1
183783 | IZMX40B4-P20W-1 | Circuit breaker, wdrawable, universal release w power measurement, 4pole, Icu=66kA/440V, Iu=2000A | 18897.55 | 1
183760 | IZMX40B4-P25F-1 | Circuit breaker, universal release with power measurement, 4pole, Icu=66kA/440V, Iu=2500A | 14548.331 | 1
183784 | IZMX40B4-P25W-1 | Circuit breaker, wdrawable, universal release w power measurement, 4pole, Icu=66kA/440V, Iu=2500A | 18897.55 | 1
183761 | IZMX40B4-P32F-1 | Circuit breaker, universal release with power measurement, 4pole, Icu=66kA/440V, Iu=3200A | 16037.6224 | 1
183785 | IZMX40B4-P32W-1 | Circuit breaker, wdrawable, universal release w power measurement, 4pole, Icu=66kA/440V, Iu=3200A | 22715.4817 | 1
183762 | IZMX40B4-P40F-1 | Circuit breaker, universal release with power measurement, 4pole, Icu=66kA/440V, Iu=4000A | 16037.6224 | 1
183786 | IZMX40B4-P40W-1 | Circuit breaker, wdrawable, universal release w power measurement, 4pole, Icu=66kA/440V, Iu=4000A | 22715.4817 | 1
183894 | IZMX40B4-V08F-1 | Circuit breaker, basic selective release, 4pole, Icu=66kA/440V, Iu=800A | 14419.276 | 1
183918 | IZMX40B4-V08W-1 | Circuit breaker, withdrawable, basic selective release, 4pole, Icu=66kA/440V, Iu=800A | 18804.7713 | 1
183895 | IZMX40B4-V10F-1 | Circuit breaker, basic selective release, 4pole, Icu=66kA/440V, Iu=1000A | 14419.276 | 1
183919 | IZMX40B4-V10W-1 | Circuit breaker, withdrawable, basic selective release, 4pole, Icu=66kA/440V, Iu=1000A | 18804.7713 | 1
183896 | IZMX40B4-V12F-1 | Circuit breaker, basic selective release, 4pole, Icu=66kA/440V, Iu=1250A | 14419.276 | 1
183920 | IZMX40B4-V12W-1 | Circuit breaker, withdrawable, basic selective release, 4pole, Icu=66kA/440V, Iu=1250A | 18804.7713 | 1
183897 | IZMX40B4-V16F-1 | Circuit breaker, basic selective release, 4pole, Icu=66kA/440V, Iu=1600A | 14419.276 | 1
183921 | IZMX40B4-V16W-1 | Circuit breaker, withdrawable, basic selective release, 4pole, Icu=66kA/440V, Iu=1600A | 18804.7713 | 1
183898 | IZMX40B4-V20F-1 | Circuit breaker, basic selective release, 4pole, Icu=66kA/440V, Iu=2000A | 14419.276 | 1
183922 | IZMX40B4-V20W-1 | Circuit breaker, withdrawable, basic selective release, 4pole, Icu=66kA/440V, Iu=2000A | 18804.7713 | 1
183899 | IZMX40B4-V25F-1 | Circuit breaker, basic selective release, 4pole, Icu=66kA/440V, Iu=2500A | 14419.276 | 1
183923 | IZMX40B4-V25W-1 | Circuit breaker, withdrawable, basic selective release, 4pole, Icu=66kA/440V, Iu=2500A | 18804.7713 | 1
183900 | IZMX40B4-V32F-1 | Circuit breaker, basic selective release, 4pole, Icu=66kA/440V, Iu=3200A | 15908.5674 | 1
183924 | IZMX40B4-V32W-1 | Circuit breaker, withdrawable, basic selective release, 4pole, Icu=66kA/440V, Iu=3200A | 22622.703 | 1
183901 | IZMX40B4-V40F-1 | Circuit breaker, basic selective release, 4pole, Icu=66kA/440V, Iu=4000A | 15908.5674 | 1
183749 | IZMX40B4-V40W-1 | Circuit breaker, withdrawable, basic selective release, 4pole, Icu=66kA/440V, Iu=4000A | 22622.703 | 1
183634 | IZMX40H3-P08F-1 | Circuit breaker, universal release with power measurement, 3pole, Icu=105kA/440V, Iu=800A | 13854.906 | 1
183603 | IZMX40H3-P08W-1 | Circuit breaker, wdrawable, universal release w power measurement, 3pole, Icu=105kA/440V, Iu=800A | 19109.8848 | 1
183635 | IZMX40H3-P10F-1 | Circuit breaker, universal release with power measurement, 3pole, Icu=105kA/440V, Iu=1000A | 13854.906 | 1
183604 | IZMX40H3-P10W-1 | Circuit breaker, wdrawable, universal release w power measurement, 3pole, Icu=105kA/440V, Iu=1000A | 19109.8848 | 1
183636 | IZMX40H3-P12F-1 | Circuit breaker, universal release with power measurement, 3pole, Icu=105kA/440V, Iu=1250A | 13854.906 | 1
183605 | IZMX40H3-P12W-1 | Circuit breaker, wdrawable, universal release w power measurement, 3pole, Icu=105kA/440V, Iu=1250A | 19109.8848 | 1
183637 | IZMX40H3-P16F-1 | Circuit breaker, universal release with power measurement, 3pole, Icu=105kA/440V, Iu=1600A | 13854.906 | 1
183606 | IZMX40H3-P16W-1 | Circuit breaker, wdrawable, universal release w power measurement, 3pole, Icu=105kA/440V, Iu=1600A | 19109.8848 | 1
183638 | IZMX40H3-P20F-1 | Circuit breaker, universal release with power measurement, 3pole, Icu=105kA/440V, Iu=2000A | 13854.906 | 1
183607 | IZMX40H3-P20W-1 | Circuit breaker, wdrawable, universal release w power measurement, 3pole, Icu=105kA/440V, Iu=2000A | 19109.8848 | 1
183584 | IZMX40H3-P25F-1 | Circuit breaker, universal release with power measurement, 3pole, Icu=105kA/440V, Iu=2500A | 13854.906 | 1
183608 | IZMX40H3-P25W-1 | Circuit breaker, wdrawable, universal release w power measurement, 3pole, Icu=105kA/440V, Iu=2500A | 19109.8848 | 1
183585 | IZMX40H3-P32F-1 | Circuit breaker, universal release with power measurement, 3pole, Icu=105kA/440V, Iu=3200A | 13854.906 | 1
183609 | IZMX40H3-P32W-1 | Circuit breaker, wdrawable, universal release w power measurement, 3pole, Icu=105kA/440V, Iu=3200A | 19109.8848 | 1
183586 | IZMX40H3-P40F-1 | Circuit breaker, universal release with power measurement, 3pole, Icu=105kA/440V, Iu=4000A | 13854.906 | 1
183610 | IZMX40H3-P40W-1 | Circuit breaker, wdrawable, universal release w power measurement, 3pole, Icu=105kA/440V, Iu=4000A | 19109.8848 | 1
183718 | IZMX40H3-V08F-1 | Circuit breaker, basic selective release, 3pole, Icu=105kA/440V, Iu=800A | 13725.851 | 1
183742 | IZMX40H3-V08W-1 | Circuit breaker, withdrawable, basic selective release, 3pole, Icu=105kA/440V, Iu=800A | 19017.106 | 1
183719 | IZMX40H3-V10F-1 | Circuit breaker, basic selective release, 3pole, Icu=105kA/440V, Iu=1000A | 13725.851 | 1
183743 | IZMX40H3-V10W-1 | Circuit breaker, withdrawable, basic selective release, 3pole, Icu=105kA/440V, Iu=1000A | 19017.106 | 1
183720 | IZMX40H3-V12F-1 | Circuit breaker, basic selective release, 3pole, Icu=105kA/440V, Iu=1250A | 13725.851 | 1
183744 | IZMX40H3-V12W-1 | Circuit breaker, withdrawable, basic selective release, 3pole, Icu=105kA/440V, Iu=1250A | 19017.106 | 1
183721 | IZMX40H3-V16F-1 | Circuit breaker, basic selective release, 3pole, Icu=105kA/440V, Iu=1600A | 13725.851 | 1
183745 | IZMX40H3-V16W-1 | Circuit breaker, withdrawable, basic selective release, 3pole, Icu=105kA/440V, Iu=1600A | 19017.106 | 1
183722 | IZMX40H3-V20F-1 | Circuit breaker, basic selective release, 3pole, Icu=105kA/440V, Iu=2000A | 13725.851 | 1
183746 | IZMX40H3-V20W-1 | Circuit breaker, withdrawable, basic selective release, 3pole, Icu=105kA/440V, Iu=2000A | 19017.106 | 1
183723 | IZMX40H3-V25F-1 | Circuit breaker, basic selective release, 3pole, Icu=105kA/440V, Iu=2500A | 13725.851 | 1
183747 | IZMX40H3-V25W-1 | Circuit breaker, withdrawable, basic selective release, 3pole, Icu=105kA/440V, Iu=2500A | 19017.106 | 1
183724 | IZMX40H3-V32F-1 | Circuit breaker, basic selective release, 3pole, Icu=105kA/440V, Iu=3200A | 13725.851 | 1
183748 | IZMX40H3-V32W-1 | Circuit breaker, withdrawable, basic selective release, 3pole, Icu=105kA/440V, Iu=3200A | 19017.106 | 1
183725 | IZMX40H3-V40F-1 | Circuit breaker, basic selective release, 3pole, Icu=105kA/440V, Iu=4000A | 13725.851 | 1
183573 | IZMX40H3-V40W-1 | Circuit breaker, withdrawable, basic selective release, 3pole, Icu=105kA/440V, Iu=4000A | 19017.106 | 1
183771 | IZMX40H4-P08F-1 | Circuit breaker, universal release with power measurement, 4pole, Icu=105kA/440V, Iu=800A | 16037.6224 | 1
183795 | IZMX40H4-P08W-1 | Circuit breaker, wdrawable, universal release w power measurement, 4pole, Icu=105kA/440V, Iu=800A | 22715.4817 | 1
183772 | IZMX40H4-P10F-1 | Circuit breaker, universal release with power measurement, 4pole, Icu=105kA/440V, Iu=1000A | 16037.6224 | 1
183796 | IZMX40H4-P10W-1 | Circuit breaker, wdrawable, universal release w power measurement, 4pole, Icu=105kA/440V, Iu=1000A | 22715.4817 | 1
183773 | IZMX40H4-P12F-1 | Circuit breaker, universal release with power measurement, 4pole, Icu=105kA/440V, Iu=1250A | 16037.6224 | 1
183797 | IZMX40H4-P12W-1 | Circuit breaker, wdrawable, universal release w power measurement, 4pole, Icu=105kA/440V, Iu=1250A | 22715.4817 | 1
183774 | IZMX40H4-P16F-1 | Circuit breaker, universal release with power measurement, 4pole, Icu=105kA/440V, Iu=1600A | 16037.6224 | 1
183798 | IZMX40H4-P16W-1 | Circuit breaker, wdrawable, universal release w power measurement, 4pole, Icu=105kA/440V, Iu=1600A | 22715.4817 | 1
183775 | IZMX40H4-P20F-1 | Circuit breaker, universal release with power measurement, 4pole, Icu=105kA/440V, Iu=2000A | 16037.6224 | 1
183799 | IZMX40H4-P20W-1 | Circuit breaker, wdrawable, universal release w power measurement, 4pole, Icu=105kA/440V, Iu=2000A | 22715.4817 | 1
183776 | IZMX40H4-P25F-1 | Circuit breaker, universal release with power measurement, 4pole, Icu=105kA/440V, Iu=2500A | 16037.6224 | 1
183800 | IZMX40H4-P25W-1 | Circuit breaker, wdrawable, universal release w power measurement, 4pole, Icu=105kA/440V, Iu=2500A | 22715.4817 | 1
183777 | IZMX40H4-P32F-1 | Circuit breaker, universal release with power measurement, 4pole, Icu=105kA/440V, Iu=3200A | 16037.6224 | 1
183801 | IZMX40H4-P32W-1 | Circuit breaker, wdrawable, universal release w power measurement, 4pole, Icu=105kA/440V, Iu=3200A | 22715.4817 | 1
183778 | IZMX40H4-P40F-1 | Circuit breaker, universal release with power measurement, 4pole, Icu=105kA/440V, Iu=4000A | 16037.6224 | 1
183802 | IZMX40H4-P40W-1 | Circuit breaker, wdrawable, universal release w power measurement, 4pole, Icu=105kA/440V, Iu=4000A | 22715.4817 | 1
183910 | IZMX40H4-V08F-1 | Circuit breaker, basic selective release, 4pole, Icu=105kA/440V, Iu=800A | 15908.5674 | 1
183758 | IZMX40H4-V08W-1 | Circuit breaker, withdrawable, basic selective release, 4pole, Icu=105kA/440V, Iu=800A | 22622.703 | 1
183911 | IZMX40H4-V10F-1 | Circuit breaker, basic selective release, 4pole, Icu=105kA/440V, Iu=1000A | 15908.5674 | 1
183759 | IZMX40H4-V10W-1 | Circuit breaker, withdrawable, basic selective release, 4pole, Icu=105kA/440V, Iu=1000A | 22622.703 | 1
183912 | IZMX40H4-V12F-1 | Circuit breaker, basic selective release, 4pole, Icu=105kA/440V, Iu=1250A | 15908.5674 | 1
183804 | IZMX40H4-V12W-1 | Circuit breaker, withdrawable, basic selective release, 4pole, Icu=105kA/440V, Iu=1250A | 22622.703 | 1
183913 | IZMX40H4-V16F-1 | Circuit breaker, basic selective release, 4pole, Icu=105kA/440V, Iu=1600A | 15908.5674 | 1
183805 | IZMX40H4-V16W-1 | Circuit breaker, withdrawable, basic selective release, 4pole, Icu=105kA/440V, Iu=1600A | 22622.703 | 1
183914 | IZMX40H4-V20F-1 | Circuit breaker, basic selective release, 4pole, Icu=105kA/440V, Iu=2000A | 15908.5674 | 1
183806 | IZMX40H4-V20W-1 | Circuit breaker, withdrawable, basic selective release, 4pole, Icu=105kA/440V, Iu=2000A | 22622.703 | 1
183915 | IZMX40H4-V25F-1 | Circuit breaker, basic selective release, 4pole, Icu=105kA/440V, Iu=2500A | 15908.5674 | 1
183807 | IZMX40H4-V25W-1 | Circuit breaker, withdrawable, basic selective release, 4pole, Icu=105kA/440V, Iu=2500A | 22622.703 | 1
183916 | IZMX40H4-V32F-1 | Circuit breaker, basic selective release, 4pole, Icu=105kA/440V, Iu=3200A | 15908.5674 | 1
183808 | IZMX40H4-V32W-1 | Circuit breaker, withdrawable, basic selective release, 4pole, Icu=105kA/440V, Iu=3200A | 22622.703 | 1
183917 | IZMX40H4-V40F-1 | Circuit breaker, basic selective release, 4pole, Icu=105kA/440V, Iu=4000A | 15908.5674 | 1
183809 | IZMX40H4-V40W-1 | Circuit breaker, withdrawable, basic selective release, 4pole, Icu=105kA/440V, Iu=4000A | 22622.703 | 1
183582 | IZMX40N3-P08F-1 | Circuit breaker, universal release with power measurement, 3pole, Icu=85kA/440V, Iu=800A | 13854.906 | 1
183595 | IZMX40N3-P08W-1 | Circuit breaker, wdrawable, universal release w power measurement, 3pole, Icu=85kA/440V, Iu=800A | 19109.8848 | 1
183583 | IZMX40N3-P10F-1 | Circuit breaker, universal release with power measurement, 3pole, Icu=85kA/440V, Iu=1000A | 13854.906 | 1
183596 | IZMX40N3-P10W-1 | Circuit breaker, wdrawable, universal release w power measurement, 3pole, Icu=85kA/440V, Iu=1000A | 19109.8848 | 1
183628 | IZMX40N3-P12F-1 | Circuit breaker, universal release with power measurement, 3pole, Icu=85kA/440V, Iu=1250A | 13854.906 | 1
183597 | IZMX40N3-P12W-1 | Circuit breaker, wdrawable, universal release w power measurement, 3pole, Icu=85kA/440V, Iu=1250A | 19109.8848 | 1
183629 | IZMX40N3-P16F-1 | Circuit breaker, universal release with power measurement, 3pole, Icu=85kA/440V, Iu=1600A | 13854.906 | 1
183598 | IZMX40N3-P16W-1 | Circuit breaker, wdrawable, universal release w power measurement, 3pole, Icu=85kA/440V, Iu=1600A | 19109.8848 | 1
183630 | IZMX40N3-P20F-1 | Circuit breaker, universal release with power measurement, 3pole, Icu=85kA/440V, Iu=2000A | 13854.906 | 1
183599 | IZMX40N3-P20W-1 | Circuit breaker, wdrawable, universal release w power measurement, 3pole, Icu=85kA/440V, Iu=2000A | 19109.8848 | 1
183631 | IZMX40N3-P25F-1 | Circuit breaker, universal release with power measurement, 3pole, Icu=85kA/440V, Iu=2500A | 13854.906 | 1
183600 | IZMX40N3-P25W-1 | Circuit breaker, wdrawable, universal release w power measurement, 3pole, Icu=85kA/440V, Iu=2500A | 19109.8848 | 1
183632 | IZMX40N3-P32F-1 | Circuit breaker, universal release with power measurement, 3pole, Icu=85kA/440V, Iu=3200A | 13854.906 | 1
183601 | IZMX40N3-P32W-1 | Circuit breaker, wdrawable, universal release w power measurement, 3pole, Icu=85kA/440V, Iu=3200A | 19109.8848 | 1
183633 | IZMX40N3-P40F-1 | Circuit breaker, universal release with power measurement, 3pole, Icu=85kA/440V, Iu=4000A | 13854.906 | 1
183602 | IZMX40N3-P40W-1 | Circuit breaker, wdrawable, universal release w power measurement, 3pole, Icu=85kA/440V, Iu=4000A | 19109.8848 | 1
183710 | IZMX40N3-V08F-1 | Circuit breaker, basic selective release, 3pole, Icu=85kA/440V, Iu=800A | 13725.851 | 1
183734 | IZMX40N3-V08W-1 | Circuit breaker, withdrawable, basic selective release, 3pole, Icu=85kA/440V, Iu=800A | 19017.106 | 1
183711 | IZMX40N3-V10F-1 | Circuit breaker, basic selective release, 3pole, Icu=85kA/440V, Iu=1000A | 13725.851 | 1
183735 | IZMX40N3-V10W-1 | Circuit breaker, withdrawable, basic selective release, 3pole, Icu=85kA/440V, Iu=1000A | 19017.106 | 1
183712 | IZMX40N3-V12F-1 | Circuit breaker, basic selective release, 3pole, Icu=85kA/440V, Iu=1250A | 13725.851 | 1
183736 | IZMX40N3-V12W-1 | Circuit breaker, withdrawable, basic selective release, 3pole, Icu=85kA/440V, Iu=1250A | 19017.106 | 1
183713 | IZMX40N3-V16F-1 | Circuit breaker, basic selective release, 3pole, Icu=85kA/440V, Iu=1600A | 13725.851 | 1
183737 | IZMX40N3-V16W-1 | Circuit breaker, withdrawable, basic selective release, 3pole, Icu=85kA/440V, Iu=1600A | 19017.106 | 1
183714 | IZMX40N3-V20F-1 | Circuit breaker, basic selective release, 3pole, Icu=85kA/440V, Iu=2000A | 13725.851 | 1
183738 | IZMX40N3-V20W-1 | Circuit breaker, withdrawable, basic selective release, 3pole, Icu=85kA/440V, Iu=2000A | 19017.106 | 1
183715 | IZMX40N3-V25F-1 | Circuit breaker, basic selective release, 3pole, Icu=85kA/440V, Iu=2500A | 13725.851 | 1
183739 | IZMX40N3-V25W-1 | Circuit breaker, withdrawable, basic selective release, 3pole, Icu=85kA/440V, Iu=2500A | 19017.106 | 1
183716 | IZMX40N3-V32F-1 | Circuit breaker, basic selective release, 3pole, Icu=85kA/440V, Iu=3200A | 13725.851 | 1
183740 | IZMX40N3-V32W-1 | Circuit breaker, withdrawable, basic selective release, 3pole, Icu=85kA/440V, Iu=3200A | 19017.106 | 1
183717 | IZMX40N3-V40F-1 | Circuit breaker, basic selective release, 3pole, Icu=85kA/440V, Iu=4000A | 13725.851 | 1
183741 | IZMX40N3-V40W-1 | Circuit breaker, withdrawable, basic selective release, 3pole, Icu=85kA/440V, Iu=4000A | 19017.106 | 1
183763 | IZMX40N4-P08F-1 | Circuit breaker, universal release with power measurement, 4pole, Icu=85kA/440V, Iu=800A | 16037.6224 | 1
183787 | IZMX40N4-P08W-1 | Circuit breaker, wdrawable, universal release w power measurement, 4pole, Icu=85kA/440V, Iu=800A | 22715.4817 | 1
183764 | IZMX40N4-P10F-1 | Circuit breaker, universal release with power measurement, 4pole, Icu=85kA/440V, Iu=1000A | 16037.6224 | 1
183788 | IZMX40N4-P10W-1 | Circuit breaker, wdrawable, universal release w power measurement, 4pole, Icu=85kA/440V, Iu=1000A | 22715.4817 | 1
183765 | IZMX40N4-P12F-1 | Circuit breaker, universal release with power measurement, 4pole, Icu=85kA/440V, Iu=1250A | 16037.6224 | 1
183789 | IZMX40N4-P12W-1 | Circuit breaker, wdrawable, universal release w power measurement, 4pole, Icu=85kA/440V, Iu=1250A | 22715.4817 | 1
183766 | IZMX40N4-P16F-1 | Circuit breaker, universal release with power measurement, 4pole, Icu=85kA/440V, Iu=1600A | 16037.6224 | 1
183790 | IZMX40N4-P16W-1 | Circuit breaker, wdrawable, universal release w power measurement, 4pole, Icu=85kA/440V, Iu=1600A | 22715.4817 | 1
183767 | IZMX40N4-P20F-1 | Circuit breaker, universal release with power measurement, 4pole, Icu=85kA/440V, Iu=2000A | 16037.6224 | 1
183791 | IZMX40N4-P20W-1 | Circuit breaker, wdrawable, universal release w power measurement, 4pole, Icu=85kA/440V, Iu=2000A | 22715.4817 | 1
183768 | IZMX40N4-P25F-1 | Circuit breaker, universal release with power measurement, 4pole, Icu=85kA/440V, Iu=2500A | 16037.6224 | 1
183792 | IZMX40N4-P25W-1 | Circuit breaker, wdrawable, universal release w power measurement, 4pole, Icu=85kA/440V, Iu=2500A | 22715.4817 | 1
183769 | IZMX40N4-P32F-1 | Circuit breaker, universal release with power measurement, 4pole, Icu=85kA/440V, Iu=3200A | 16037.6224 | 1
183793 | IZMX40N4-P32W-1 | Circuit breaker, wdrawable, universal release w power measurement, 4pole, Icu=85kA/440V, Iu=3200A | 22715.4817 | 1
183770 | IZMX40N4-P40F-1 | Circuit breaker, universal release with power measurement, 4pole, Icu=85kA/440V, Iu=4000A | 16037.6224 | 1
183794 | IZMX40N4-P40W-1 | Circuit breaker, wdrawable, universal release w power measurement, 4pole, Icu=85kA/440V, Iu=4000A | 22715.4817 | 1
183902 | IZMX40N4-V08F-1 | Circuit breaker, basic selective release, 4pole, Icu=85kA/440V, Iu=800A | 15908.5674 | 1
183750 | IZMX40N4-V08W-1 | Circuit breaker, withdrawable, basic selective release, 4pole, Icu=85kA/440V, Iu=800A | 22622.703 | 1
183903 | IZMX40N4-V10F-1 | Circuit breaker, basic selective release, 4pole, Icu=85kA/440V, Iu=1000A | 15908.5674 | 1
183751 | IZMX40N4-V10W-1 | Circuit breaker, withdrawable, basic selective release, 4pole, Icu=85kA/440V, Iu=1000A | 22622.703 | 1
183904 | IZMX40N4-V12F-1 | Circuit breaker, basic selective release, 4pole, Icu=85kA/440V, Iu=1250A | 15908.5674 | 1
183752 | IZMX40N4-V12W-1 | Circuit breaker, withdrawable, basic selective release, 4pole, Icu=85kA/440V, Iu=1250A | 22622.703 | 1
183905 | IZMX40N4-V16F-1 | Circuit breaker, basic selective release, 4pole, Icu=85kA/440V, Iu=1600A | 15908.5674 | 1
183753 | IZMX40N4-V16W-1 | Circuit breaker, withdrawable, basic selective release, 4pole, Icu=85kA/440V, Iu=1600A | 22622.703 | 1
183906 | IZMX40N4-V20F-1 | Circuit breaker, basic selective release, 4pole, Icu=85kA/440V, Iu=2000A | 15908.5674 | 1
183754 | IZMX40N4-V20W-1 | Circuit breaker, withdrawable, basic selective release, 4pole, Icu=85kA/440V, Iu=2000A | 22622.703 | 1
183907 | IZMX40N4-V25F-1 | Circuit breaker, basic selective release, 4pole, Icu=85kA/440V, Iu=2500A | 15908.5674 | 1
183755 | IZMX40N4-V25W-1 | Circuit breaker, withdrawable, basic selective release, 4pole, Icu=85kA/440V, Iu=2500A | 22622.703 | 1
183908 | IZMX40N4-V32F-1 | Circuit breaker, basic selective release, 4pole, Icu=85kA/440V, Iu=3200A | 15908.5674 | 1
183756 | IZMX40N4-V32W-1 | Circuit breaker, withdrawable, basic selective release, 4pole, Icu=85kA/440V, Iu=3200A | 22622.703 | 1
183909 | IZMX40N4-V40F-1 | Circuit breaker, basic selective release, 4pole, Icu=85kA/440V, Iu=4000A | 15908.5674 | 1
183757 | IZMX40N4-V40W-1 | Circuit breaker, withdrawable, basic selective release, 4pole, Icu=85kA/440V, Iu=4000A | 22622.703 | 1
184172 | IZMX-AS22-16-1 | Standard auxiliary contact 2CO | 215.0137 | 1
184115 | IZMX-AS22-40-1 | Standard auxiliary contact 2CO | 215.891 | 1
186877 | IZMX-CAM-CAB-1 | Communication adapter modules - Spare wire harness | 167.7968 | 1
183940 | IZMX-CAS163-1600-1 | Withdrawable base without terminals, IZMX16, 3-pole, In=1600A | 2262.7324 | 1
183941 | IZMX-CAS163-1600-SEC-1 | Withdrawable base with terminals, IZMX16, 3-pole, In=1600A | 2470.6101 | 1
183955 | IZMX-CAS164-1600-1 | Withdrawable base without terminals, IZMX16, 4-pole, In=1600A | 4351.2194 | 1
183956 | IZMX-CAS164-1600-SEC-1 | Withdrawable base with terminals, IZMX16, 4-pole, In=1600A | 4559.2142 | 1
183943 | IZMX-CAS403-2000-1 | Withdrawable base without terminals, IZMX40, 3-pole, In=2000A | 1829.0786 | 1
183944 | IZMX-CAS403-2000-SEC-1 | Withdrawable base with terminals, IZMX40, 3-pole, In=2000A | 2170.6087 | 1
183946 | IZMX-CAS403-2500-1 | Withdrawable base without terminals, IZMX40, 3-pole, In=2500A | 1829.0786 | 1
183947 | IZMX-CAS403-2500-SEC-1 | Withdrawable base with terminals, IZMX40, 3-pole, In=2500A | 2170.6087 | 1
183949 | IZMX-CAS403-3200-1 | Withdrawable base without terminals, IZMX40, 3-pole, In=3200A | 1829.0786 | 1
183950 | IZMX-CAS403-3200-SEC-1 | Withdrawable base with terminals, IZMX40, 3-pole, In=3200A | 2170.6087 | 1
183952 | IZMX-CAS403-4000-1 | Withdrawable base without terminals, IZMX40, 3-pole, In=4000A | 1829.0786 | 1
183953 | IZMX-CAS403-4000-SEC-1 | Withdrawable base with terminals, IZMX40, 3-pole, In=4000A | 2170.6087 | 1
183958 | IZMX-CAS404-2000-1 | Withdrawable base without terminals, IZMX40, 4-pole, In=2000A | 2159.7294 | 1
183959 | IZMX-CAS404-2000-SEC-1 | Withdrawable base with terminals, IZMX40, 4-pole, In=2000A | 2501.2595 | 1
183961 | IZMX-CAS404-2500-1 | Withdrawable base without terminals, IZMX40, 4-pole, In=2500A | 2159.7294 | 1
183962 | IZMX-CAS404-2500-SEC-1 | Withdrawable base with terminals, IZMX40, 4-pole, In=2500A | 2501.2595 | 1
183964 | IZMX-CAS404-3200-1 | Withdrawable base without terminals, IZMX40, 4-pole, In=3200A | 2159.7294 | 1
183965 | IZMX-CAS404-3200-SEC-1 | Withdrawable base with terminals, IZMX40, 4-pole, In=3200A | 2501.2595 | 1
183967 | IZMX-CAS404-4000-1 | Withdrawable base without terminals, IZMX40, 4-pole, In=4000A | 2159.7294 | 1
183968 | IZMX-CAS404-4000-SEC-1 | Withdrawable base with terminals, IZMX40, 4-pole, In=4000A | 2501.2595 | 1
184197 | IZMX-CRB-1 | Coding, basic device to cassette | 107.5653 | 1
108251 | IZMX-CS16-1 | Auxiliary contact for withdrawable base | 338.3716 | 1
108251 | IZMX-CS16-1 | Auxiliary contact for withdrawable base | 338.3716 | 1
184196 | IZMX-CS40-1 | Withdrawable base auxilliary contacts | 311.2317 | 1
183990 | IZMX-CT16-N-1 | External current sensor for N conductor | 571.6346 | 1
183991 | IZMX-CT40-N-1 | External current sensor for N conductor | 935.3329 | 1
183937 | IZMX-CT-NGS-1 | Ground Source/Zero Sequence Sensor | 933.7536 | 1
184235 | IZMX-DC16-F-1 | Door cover, IP55 | 2088.8965 | 1
184237 | IZMX-DC16-W-1 | Door cover, IP55 | 2352.8673 | 1
184236 | IZMX-DC40-F-1 | Door cover, IP55 | 1317.456 | 1
184238 | IZMX-DC40-W-1 | Door cover, IP55 | 1080.8005 | 1
184136 | IZMX-DEG16-F-1 | Door gasket, IP41 | 121.5447 | 1
184138 | IZMX-DEG16-W-1 | Door gasket, IP41 | 109.788 | 1
184137 | IZMX-DEG40-F-1 | Door gasket, IP41 | 149.7375 | 1
184139 | IZMX-DEG40-W-1 | Door gasket, IP41 | 126.9259 | 1
184204 | IZMX-DI16-W-1 | Door is Interlocked until breaker is in disconnect position | 178.5737 | 1
184205 | IZMX-DI40-W-1 | Door is Interlocked until breaker is in disconnect position | 178.5737 | 1
183969 | IZMX-DT-PS-1 | Power supply | 221.1553 | 1
186874 | IZMX-ECAM-1 | Communication module ETHERNET for IZMX | 2026.6619 | 1
184131 | IZMX-IB163-1 |  | 103.5294 | 1
184952 | IZMX-IB164-1 | Phase barrier | 124.5527 | 1
184953 | IZMX-IB403-F-1 | Phase barrier | 79.5619 | 1
184132 | IZMX-IB403-W-1 | Phase barrier | 134.8222 | 1
184954 | IZMX-IB404-F-1 | Phase barrier | 112.3865 | 1
184955 | IZMX-IB404-W-1 | Phase barrier | 161.1717 | 1
184201 | IZMX-KLPC-CASTELL-40-1 | Key locking in DISCONNECT position, Castell installation kit without lock cylinder and key | 304.3298 | 1
184198 | IZMX-KLPC-CES-40-1 | Key locking in DISCONNECT position, CES installation kit without lock cylinder and key | 169.6245 | 1
184199 | IZMX-KLPC-KIRK-40-1 | Key locking in DISCONNECT position, Kirk installation kit without lock cylinder and key | 239.7555 | 1
184200 | IZMX-KLPC-RONIS-40-1 | Key locking in DISCONNECT position, Ronis installation kit without lock cylinder and key | 459.273 | 1
184234 | IZMX-KLP-SO-CASTELL-1 | Key locking in OFF position, Castell installation kit without lock cylinder and key | 212.0891 | 1
184231 | IZMX-KLP-SO-CES-1 | Key locking in OFF position, CES installation kit without lock cylinder and key | 146.579 | 1
184232 | IZMX-KLP-SO-KIRK-1 | Key locking in OFF position, Kirk installation kit without lock cylinder and key | 169.9755 | 1
184233 | IZMX-KLP-SO-RONIS-1 | Key locking in OFF position, Ronis installation kit without lock cylinder and key | 234.7252 | 1
184104 | IZMX-LCS-1 | Latch check switch, 1CO | 120.5174 | 1
184106 | IZMX-LCS-SR-1 | Latch check switch, 1CO | 69.1424 | 1
184133 | IZMX-LH40-1 | Lifting yoke for fitting | 85.0823 | 1
184140 | IZMX-LT16-1 | Hand lever | 370.8343 | 1
184141 | IZMX-LT40-1 | Hand lever | 180.3869 | 1
184252 | IZMX-M16-110AD-1 | Motor operator Un=110 - 127 V AC 50/60 Hz, 110 - 125 V DC | 494.5432 | 1
184254 | IZMX-M16-230AD-1 | Motor operator Un=220 - 240 V AC 50/60 Hz, 220 - 250 V DC | 562.042 | 1
184246 | IZMX-M16-24DC-1 | Motor operator Un=24V DC | 537.9436 | 1
184248 | IZMX-M16-48DC-1 | Motor operator Un=48V DC | 1284.3977 | 1
184250 | IZMX-M16-60DC-1 | Motor operator Un=60V DC | 537.9436 | 1
184262 | IZMX-M40-110AD-1 | Motor operator Un=110 - 127 V AC 50/60 Hz, 110 - 125 V DC | 506.2414 | 1
184264 | IZMX-M40-230AD-1 | Motor operator Un=220 - 240 V AC 50/60 Hz, 220 - 250 V DC | 540.4003 | 1
184256 | IZMX-M40-24DC-1 | Motor operator Un=24V DC | 448.1011 | 1
184258 | IZMX-M40-48DC-1 | Motor operator Un=48V DC | 506.2414 | 1
184260 | IZMX-M40-60DC-1 | Motor operator Un=60V DC | 506.2414 | 1
186876 | IZMX-MCAM-1 | Communication module MODBUS for IZMX | 1804.7462 | 1
184206 | IZMX-MIL2C-F16-1 | Mechanical interlocking for 2 fixed breakers - kit for one IZMX16 circuit breaker | 861.8679 | 1
184209 | IZMX-MIL2C-F40-1 | Mechanical interlocking for 2 fixed breakers - kit for one IZMX40 circuit breaker | 1376.5906 | 1
184212 | IZMX-MIL2C-W16-1 | Mechanical interlocking for 2 withdrawable breakers - kit for one IZMX16 assembly | 731.725 | 1
184215 | IZMX-MIL2C-W40-1 | Mechanical interlocking for 2 withdrawable breakers - kit for one IZMX40 assembly | 1151.8089 | 1
184207 | IZMX-MIL3133C-F16-1 | Mechanical interlocking for 3 fixed breakers - kit for one IZMX16 circuit breaker | 885.5569 | 1
184210 | IZMX-MIL3133C-F40-1 | Mechanical interlocking for 3 fixed breakers - kit for one IZMX40 circuit breaker | 1400.2795 | 1
184213 | IZMX-MIL3133C-W16-1 | Mechanical interlocking for 3 withdrawable breakers - kit for one IZMX16 assembly | 761.2631 | 1
184216 | IZMX-MIL3133C-W40-1 | Mechanical interlocking for 3 withdrawable breakers - kit for one IZMX40 assembly | 1181.3469 | 1
184208 | IZMX-MIL32C-F16-1 | Mechanical interlocking for 3 fixed breakers - kit for one IZMX16 circuit breaker | 826.4223 | 1
184211 | IZMX-MIL32C-F40-1 | Mechanical interlocking for 3 fixed breakers - kit for one IZMX40 circuit breaker | 1122.2123 | 1
184214 | IZMX-MIL32C-W16-1 | Mechanical interlocking for 3 withdrawable breakers - kit for one IZMX16 assembly | 702.1285 | 1
184217 | IZMX-MIL32C-W40-1 | Mechanical interlocking for 3 withdrawable breakers - kit for one IZMX40 assembly | 909.2458 | 1
184218 | IZMX-MIL-CAB1520-1 | Cable kits for mechanical interlocking L=1520mm | 637.0862 | 1
184219 | IZMX-MIL-CAB1830-1 | Cable kits for mechanical interlocking L=1830mm | 637.0862 | 1
184220 | IZMX-MIL-CAB2440-1 | Cable kits for mechanical interlocking L=2440mm | 642.9938 | 1
184221 | IZMX-MIL-CAB3050-1 | Cable kits for mechanical interlocking L=3050mm | 666.6243 | 1
184129 | IZMX-OC16-1 | Operation counter | 122.1296 | 1
184130 | IZMX-OC40-1 | Operation counter | 151.4337 | 1
184117 | IZMX-OTS16-1 | Overcurrent trip switch (OTS) with two changeover contacts | 187.6983 | 1
184118 | IZMX-OTS40-1 | Overcurrent trip switch (OTS) with two changeover contacts | 181.6737 | 1
186875 | IZMX-PCAM-1 | Communication module PROFIBUS for IZMX | 1459.9069 | 1
184226 | IZMX-PLPC16-M-1 | Padlockable front cover for ON-OFF pushbutton - Metal | 196.472 | 1
184229 | IZMX-PLPC16-M-OFF-1 | Padlockable front cover for ON-OFF pushbutton - Metal (remote switching is blocked too) | 222.91 | 1
184223 | IZMX-PLPC16-P-1 | Padlockable front cover for ON-OFF pushbutton - Plastic | 159.2716 | 1
184227 | IZMX-PLPC40-M-1 | Padlockable front cover for ON-OFF pushbutton - Metal | 198.8701 | 1
184230 | IZMX-PLPC40-M-OFF-1 | Padlockable front cover for ON-OFF pushbutton - Metal (remote switching is blocked too) | 298.6561 | 1
184224 | IZMX-PLPC40-P-1 | Padlockable front cover for ON-OFF pushbutton - Plastic | 76.214 | 1
183936 | IZMX-PXRP-1 | #N/A | 607.5482 | 1
183984 | IZMX-PXRP-A-1 | #N/A | 626.4993 | 1
183983 | IZMX-PXRP-T-1 | #N/A | 645.5675 | 1
183985 | IZMX-PXRP-TA-1 | #N/A | 671.8885 | 1
184142 | IZMX-PXR-PTM-1 | Externally mounted voltage transformer, for trip unit type P | 243.203 | 1
183935 | IZMX-PXRV-1 | Trip unit for selective protection Type V | 524.2295 | 1
184950 | IZMX-PXRV-A-1 | Arc-flash reduction maintenance system (ARMS), for trip unit type V | 541.5753 | 1
184951 | IZMX-PXRV-AM-1 | Arc-flash reduction maintenance system (ARMS) + MODBUS interface, trip unit type V | 575.2431 | 1
183986 | IZMX-PXRV-M-1 | MODBUS interface, trip unit type V | 558.0177 | 1
183982 | IZMX-PXRV-T-1 | #N/A | 590.5857 | 1
183988 | IZMX-PXRV-TA-1 | Ground Earth-Fault Protection + Arc-flash reduction maintenance system (ARMS), trip unit type V | 585.6626 | 1
183989 | IZMX-PXRV-TAM-1 | Ground Earth-Fault Protection + ARMS + MODBUS interface, trip unit type V | 619.5713 | 1
183987 | IZMX-PXRV-TM-1 | Ground Earth-Fault Protection + MODBUS interface, trip unit type V | 601.5027 | 1
184120 | IZMX-RA16-1 | Automatic reset of trip indicator | 82.6481 | 1
184121 | IZMX-RA40-1 | Automatic reset of trip indicator | 136.7524 | 1
183992 | IZMX-RP-PXR-1 | Reduction USB key to change In for one IZMX ...- 1 | 180.5653 | 1
184126 | IZMX-RR110AD-40-1 | Remote reset Un=110-127V AC/DC | 442.1935 | 1
184127 | IZMX-RR230AD-40-1 | Remote reset Un=208-250V AC/DC | 477.2298 | 1
184125 | IZMX-RR24DC-40-1 | Remote reset Un=24V DC | 398.9685 | 1
184241 | IZMX-SEC-KIT-W16-1 |  | 258.5779 | 1
184241 | IZMX-SEC-KIT-W16-1 |  | 258.5779 | 1
184244 | IZMX-SEC-KIT-W40-1 | Secondary terminal block (Replacement kit for old cassettes to receive new breaker) | 345.2904 | 1
184240 | IZMX-SEC-TB12-F-1 | Secondary terminal block kit for CB fixed type, 12 blocks, 24 terminals | 186.6454 | 1
184243 | IZMX-SEC-TB12-W-1 | Secondary terminal block kit for withdrawable base, 12 blocks, 24 terminals | 204.6607 | 1
184239 | IZMX-SEC-TB2-F-1 | Secondary terminal block kit for CB fixed type, 1 block, 2 terminals | 52.3496 | 1
184242 | IZMX-SEC-TB2-W-1 | Secondary terminal block kit for withdrawable base, 1 block, 2 terminals | 56.1516 | 1
184187 | IZMX-SH163-1 | Withdrawable base safety shutters, 3-pole | 519.2849 | 1
184191 | IZMX-SH164-1 | Withdrawable base safety shutters, 4-pole | 600.0613 | 1
184189 | IZMX-SH403-1 | Withdrawable base safety shutters, 3-pole | 143.0695 | 1
184193 | IZMX-SH404-1 | Withdrawable base safety shutters, 4-pole | 149.679 | 1
184287 | IZMX-SR110AD-1 | Spring release Un=110-125V DC, 110-127V AC | 430.4368 | 1
184289 | IZMX-SR230AD-1 | Spring release Un=220-250V DC, 208-240V AC | 440.6143 | 1
184281 | IZMX-SR24DC-1 | Spring release Un=24V DC | 392.476 | 1
184283 | IZMX-SR48DC-1 | Spring release Un=48V DC | 391.8911 | 1
184285 | IZMX-SR60DC-1 | Spring release Un=60V DC | 428.9745 | 1
184272 | IZMX-ST110AD-1 | First shunt trip Un=110-125V DC, 110-127V AC | 476.2354 | 1
184274 | IZMX-ST230AD-1 | First shunt trip Un=220-250V DC, 208-240V AC | 494.3092 | 1
184266 | IZMX-ST24DC-1 | First shunt trip Un=24V DC | 433.4783 | 1
184268 | IZMX-ST48DC-1 | First shunt trip Un=48V DC | 428.5066 | 1
184270 | IZMX-ST60DC-1 | First shunt trip Un=60V DC | 444.1237 | 1
183980 | IZMX-TF163-1600-1 | Main terminal set, front conn, up to 1600A, 3-pole | 1208.9079 | 1
184173 | IZMX-TF164-1600-1 | Main terminal set, front conn, up to 1600A, 4-pole | 1606.1755 | 1
184174 | IZMX-TF403-1600F-1 | Main terminal set, front conn, fixed breaker, up to 1600A, 3-pole | 1874.7347 | 1
184177 | IZMX-TF403-1600W-1 | Main terminal set, front conn, withdrawable breaker, up to 1600A, 3-pole | 1715.6711 | 1
184175 | IZMX-TF403-2500F-1 | Main terminal set, front conn, fixed breaker, up to 2500A, 3-pole | 2947.7067 | 1
184178 | IZMX-TF403-2500W-1 | Main terminal set, front conn, withdrawable breaker, up to 2500A, 3-pole | 2562.545 | 1
184176 | IZMX-TF403-3200F-1 | Main terminal set, front conn, fixed breaker, up to 3200A, 3-pole | 4781.7871 | 1
184179 | IZMX-TF403-3200W-1 | Main terminal set, front conn, withdrawable breaker, up to 3200A, 3-pole | 3404.5404 | 1
184180 | IZMX-TF404-1600F-1 | Main terminal set, front conn, fixed breaker, up to 1600A, 4-pole | 2015.6093 | 1
184183 | IZMX-TF404-1600W-1 | Main terminal set, front conn, withdrawable breaker, up to 1600A, 4-pole | 1779.0917 | 1
184181 | IZMX-TF404-2500F-1 | Main terminal set, front conn, fixed breaker, up to 2500A, 4-pole | 3454.8915 | 1
184184 | IZMX-TF404-2500W-1 | Main terminal set, front conn, withdrawable breaker, up to 2500A, 4-pole | 2908.3172 | 1
184182 | IZMX-TF404-3200F-1 | Main terminal set, front conn, fixed breaker, up to 3200A, 4-pole | 4028.5084 | 1
184185 | IZMX-TF404-3200W-1 | Main terminal set, front conn, withdrawable breaker, up to 3200A, 4-pole | 4030.7971 | 1
183976 | IZMX-TH403-4000-1 | Main terminal set, horizontal conn, up to 4000A, 3-pole | 605.6765 | 1
183977 | IZMX-TH404-4000-1 | Main terminal set, horizontal conn, up to 4000A, 4-pole | 955.2199 | 1
183970 | IZMX-THV163-1 | Main terminal set, short, horizontal/vertical conn, up to 1600A, 3-pole | 444.7671 | 1
183971 | IZMX-THV164-1 | Main terminal set, short, horizontal/vertical conn, up to 1600A, 4-pole | 562.8609 | 1
183974 | IZMX-THV403-1 | Main terminal set, horizontal/vertical conn, up to 3200A, 3-pole | 448.6861 | 1
183975 | IZMX-THV404-1 | Main terminal set, horizontal/vertical conn, up to 3200A, 4-pole | 586.7838 | 1
183972 | IZMX-THVL163-1 | Main terminal set, long, horizontal/vertical conn, up to 1600A, 3-pole | 393.1721 | 1
183973 | IZMX-THVL164-1 | Main terminal set, long, horizontal/vertical conn, up to 1600A, 4-pole | 518.6282 | 1
184134 | IZMX-TI16-1 | Interlocked Trip Indicators (spare part) | 72.8216 | 1
184135 | IZMX-TI40-1 | Interlocked Trip Indicators (spare part) | 159.9735 | 1
183978 | IZMX-TV403-4000-1 | Main terminal set, vertical conn, up to 4000A, 3-pole | 604.2142 | 1
183979 | IZMX-TV404-4000-1 | Main terminal set, vertical conn, up to 4000A, 4-pole | 794.0766 | 1
184114 | IZMX-UVR110AD-1 | Undervoltage release Un=110-125V DC, 110-127V AC | 522.9114 | 1
184162 | IZMX-UVR230AD-1 | Undervoltage release Un=220-250V DC, 208-240V AC | 587.6027 | 1
184108 | IZMX-UVR24DC-1 | Undervoltage release Un=24V DC | 395.5813 | 1
184110 | IZMX-UVR48DC-1 | Undervoltage release Un=48V DC | 447.9842 | 1
184112 | IZMX-UVR60DC-1 | Undervoltage release Un=60V DC | 462.4315 | 1
184165 | IZMX-UVR-TD-120AC-1 | Time delay module for undervoltage release | 658.611 | 1
184166 | IZMX-UVR-TD-230AC-1 | Time delay module for undervoltage release | 660.5412 | 1
216583 | k100/l1 |  | 0.38387 | 1000
105875 | K122.05 | #N/A | 0.82786 | 200
2324 | K12X5/25 | SASY, terminal, 12x5mm | 8.9973 | 1
2281 | K12X5-1 | SASY, terminal, 12x5mm | 13.1369 | 10
2282 | K12X5-2 | SASY, terminal, 12x5mm | 25.8351 | 10
89085 | K150/1 | Terminal 1pole, 250A (1x35-150mm2) | 98.2077 | 1
14709 | K150/1/BR | Terminal, 1x(35-150), 2x(16-70), 250A | 99.9654 | 1
32136 | K150/3 | Terminal 3pole, 250A (1x35-150mm2) | 263.3498 | 1
34509 | K150/4 | Terminal 4pole, 250A (1x35-150mm2) | 391.8675 | 1
36882 | K150/5 | Terminal 5-pole, 250A, 1x150mm2 | 426.539 | 1
182401 | K150-IPK | IP2X protection against contact with a finger for 3 to 5 pole K150 terminals | 5.1413 | 2
1818001 | K1AB | Handle K1A 4K6 BL, 6x6mm, Blue | 23.5917 | #N/A
1818200 | K1AG | Handle, 6x6mm, Gray | 47.5572 | #N/A
1818002 | K1AR | Handle K1A 4K6 RD, 6x6mm, Red | 34.5153 | #N/A
1818015 | K1CB | Handle K1C 19 BL/BL/BL, 6x6mm, Blue | 32.8227 | #N/A
1818016 | K1CR | Handle K1C 19 RD/GL/RD, 6x6mm, Red/Yellow | 41.7673 | #N/A
1818029 | K1DB/P | Handle K1D 25 BL/BL/OR, 6x6mm, Blue | 76.8945 | #N/A
1818031 | K1DG/P | Handle K1D 25 GS/GS/GS, 6x6mm, Gray | 63.1326 | #N/A
1818030 | K1DR/P | Handle K1D 25 RD/GL/GL, 6x6mm, Red/Yellow | 84.55 | #N/A
2283 | K20X10 | SASY, terminal, 20x10mm | 21.7299 | 10
2325 | K20X10/35 | SASY, terminal, 20x10mm | 7.5834 | 1
2284 | K20X15 | SASY, terminal, 20x15mm | 26.5421 | 10
2285 | K20X15/40 | SASY, terminal, 20x15mm | 8.8045 | 1
12783 | K20X15/40-A | SASY, terminal, 20x15mm | 15.681 | 1
2326 | K20X15/50 | SASY, terminal, 20x15mm | 24.8069 | 1
2286 | K20X5 | SASY, terminal, 20x5mm | 18.1874 | 10
2327 | K20X5/25 | SASY, terminal, 20x5mm | 7.7728 | 1
91458 | K240/1 | Terminal 1pole, 400A (1x50-240mm2) | 120.8881 | 1
17082 | K240/1/BR | Terminal, 1x(50-240), 2x(25-120), 400A | 127.5021 | 1
39255 | K240/3 | Terminal 3pole, 400A (1x50-240mm2) | 341.2729 | 1
41628 | K240/4 | Terminal 4pole, 400A (1x50-240mm2) | 479.4772 | 1
44001 | K240/5 | Terminal 5-pole, 400A, 1x240mm2 | 397.8738 | 1
182402 | K240-IPK | IP2X protection against contact with a finger for 3 to 5 pole K240 terminals | 5.1389 | 2
1818005 | K2AB | Handle K2A 4K8 BL, 8x8mm, Blue | 26.8427 | #N/A
1818201 | K2AG | Handle, 8x8mm, Gray | 46.9315 | #N/A
1818006 | K2AR | Handle K2A 4K8 RD, 8x8mm, Red | 36.8398 | #N/A
1818019 | K2CB | Handle K2C 54 BL/BL/BL, 8x8mm, Blue | 43.701 | #N/A
1818020 | K2CR | Handle K2C 54 RD/GL/RD, 8x8mm, Red/Yellow | 56.7711 | #N/A
1818041 | K2DB/C | Handle K2D CIL 65 BL/BL/OR, 8x8mm, Blue | 228.1757 | #N/A
1818035 | K2DB/P | Handle K2D 65 BL/BL/OR, 8x8mm, Blue | 102.5542 | #N/A
1818043 | K2DG/C | Handle K2D CIL 65 GS/GS/GS, 8x8mm, Gray | 126.073 | #N/A
1818037 | K2DG/P | Handle K2D 65 GS/GS/GS, 8x8mm, Gray | 67.4204 | #N/A
1818042 | K2DR/C | Handle K2D CIL 65 RD/GL/GL, 8x8mm, Red/Yellow | 297.164 | #N/A
1818036 | K2DR/P | Handle K2D 65 RD/GL/GL, 8x8mm, Red/Yellow | 158.8111 | #N/A
1818003 | K2SAB | Handle K2SA 4K6 BL, 6x6mm, Blue | 42.0703 | #N/A
1818004 | K2SAR | Handle K2SA 4K6 RD, 6x6mm, Red | 64.3473 | #N/A
1818017 | K2SCB | Handle K2SC 54 BL/BL/BL, 6x6mm, Blue | 42.0703 | #N/A
1818018 | K2SCR | Handle K2SC 54 RD/GL/RD, 6x6mm, Red/Yellow | 61.1487 | #N/A
1818038 | K2SDB/C | Handle K2SD CIL 65 BL/BL/OR, 6x6mm, Blue | 217.9905 | #N/A
1818032 | K2SDB/P | Handle K2SD 65 BL/BL/OR, 6x6mm, Blue | 109.0893 | #N/A
1818040 | K2SDG/C | Handle K2SD CIL 65 GS/GS/GS, 6x6mm, Gray | 126.073 | #N/A
1818034 | K2SDG/P | Handle K2SD 65 GS/GS/GS, 6x6mm, Gray | 67.4204 | #N/A
1818039 | K2SDR/C | Handle K2SD CIL 65 RD/GL/GL, 6x6mm, Red/Yellow | 237.7211 | #N/A
1818033 | K2SDR/P | Handle K2SD 65 RD/GL/GL, 6x6mm, Red/Yellow | 170.6269 | #N/A
19455 | K2X240/1/BR | Terminal, 1x(240-300), 2x(50-240), 630A | 195.0093 | 1
46374 | K2X240/3 | Terminal 3pole, 630A (2x50-240mm2) | 570.459 | 1
48747 | K2X240/4 | Terminal 4pole, 630A (2x50-240mm2) | 784.7245 | 1
51120 | K2X240/5 | Terminal 5-pole, 630A, 2x240mm2 | 880.7721 | 1
182403 | K2X240-IPK | IP2X protection against contact with a finger for 3 to 5 pole K2x240 terminals | 5.2628 | 2
81977 | K30X10L | Busbar terminal, 1600A, for copper band | 143.9569 | 1
84350 | K30X10PEN | Busbar terminal, 1600A, for copper band | 149.034 | 1
1818202 | K3AG | Handle, 10x10mm, Gray | 35.5392 | #N/A
1818110 | K3KAB | Handle K4A 4K12 RD, 10x10mm, Blue | 38.8091 | #N/A
1818111 | K3KAR | Handle K3KA 110 4K10 RD, 10x10mm, Red | 53.5726 | #N/A
1818068 | K3KCB | Handle K3KC 110 BL/BL/BL, 10x10mm, Blue | 47.8779 | #N/A
1818112 | K3KCR | Handle K3KC 110 RD/GL/RD, 10x10mm, Red/Yellow | 73.0273 | #N/A
1818114 | K3KDB/C | Handle K3KD CIL 110 BL/BL/OR, 10x10mm, Blue | 310.8864 | #N/A
1818113 | K3KDB/P | Handle K3KD 110 BL/BL/OR, 10x10mm, Blue | 158.2843 | #N/A
1818070 | K3KDG/C | Handle K3KD CIL 110 GS/GS/GS, 10x10mm, Gray | 148.9395 | #N/A
1818069 | K3KDG/P | Handle K3KD 110 GS/GS/GS, 10x10mm, Gray | 102.1654 | #N/A
1818097 | K3KDR/C | Handle K3KD CIL 110 RD/GL/GL, 10x10mm, Red/Yellow | 315.7156 | #N/A
1818096 | K3KDR/P | Handle K3KD 110 RD/GL/GL, 10x10mm, Red/Yellow | 176.8985 | #N/A
1818116 | K3OKDB/P | Handle K3KD OM 110 BL/BL/OR, 10x10mm, Blue | 237.1943 | #N/A
65358 | K3X185/3 | Terminal 3pole, 800A (3x50-185mm2) | 837.0709 | 1
67731 | K3X185/4 | Terminal 4pole, 800A (3x50-185mm2) | 1100.4349 | 1
70104 | K3X185/5 | Terminal 5-pole, 800A, 3x185mm2 | 1368.3618 | 1
60612 | K3X240/1 | Terminal 1pole, 1000A (3x50-240mm2) | 419.7886 | 1
58239 | K3X240/3 | Terminal 3pole, 1000A (3x50-240mm2) | 1399.2161 | 1
55866 | K3X240/4 | Terminal 4pole, 1000A (3x50-240mm2) | 1879.4875 | 1
53493 | K3X240/5 | Terminal 5-pole, 1000A, 3x240mm2 | 2308.4872 | 1
86723 | K40X10 | Busbar terminal, for CU 3x40x10 | 192.6709 | #N/A
1818009 | K4AB | Handle K4AB 200 BL/BL/BL, 12x12mm, Blue | 72.6384 | #N/A
1818203 | K4AG | Handle, 12x12mm, Gray | 74.236 | #N/A
1818010 | K4AR | Handle K4A 4K14 RD, 12x12mm, Red | 75.9122 | #N/A
1818023 | K4CB | Handle K4C 200 BL/BL/BL, 12x12mm, Blue | 102.3661 | #N/A
1818024 | K4CR | Handle K4C 200 RD/GL/RD, 12x12mm, Red/Yellow | 110.72 | #N/A
1818053 | K4DB/C | Handle K4D CIL 200 BL/BL/OR, 12x12mm, Blue | 332.5738 | #N/A
1818050 | K4DB/P | Handle K4D 200 BL/BL/OR, 12x12mm, Blue | 216.8741 | #N/A
1818055 | K4DG/C | Handle K4D CIL 200 GS/GS/GS, 12x12mm, Gray | 233.0801 | #N/A
1818052 | K4DG/P | Handle K4D 200 GS/GS/GS, 12x12mm, Gray | 155.4118 | #N/A
1818054 | K4DR/C | Handle K4D CIL 200 RD/GL/GL, 12x12mm, Red/Yellow | 324.9976 | #N/A
1818051 | K4DR/P | Handle K4D 200 RD/GL/GL, 12x12mm, Red/Yellow | 210.6777 | #N/A
79596 | K4X185/1 | Terminal 1pole, 1000A (4x50-185mm2) | 421.3314 | 1
77223 | K4X185/3 | Terminal 3pole, 1000A (4x50-185mm2) | 1181.833 | 1
74850 | K4X185/4 | Terminal 4pole, 1000A (4x50-185mm2) | 1575.4883 | 1
72477 | K4X185/5 | Terminal 5-pole, 1000A, 4x185mm2 | 1884.7536 | 1
98573 | K50/1 | Terminal, 1x(10-35)/1x(16-50), 100A | 16.714 | 1
1818011 | K5AB | Handle K5A 4K14 BL, 14x14mm, Blue | 69.766 | #N/A
1818012 | K5AR | Handle K5A 4K14 RD, 14x14mm, Red | 84.5295 | #N/A
1818025 | K5CB | Handle K5C 280 BL/BL/BL, 14x14mm, Blue | 111.9617 | #N/A
1818026 | K5CR | Handle K5C 280 RD/GL/RD, 14x14mm, Red/Yellow | 139.8581 | #N/A
1818059 | K5DB/C | Handle K5D CIL 280 BL/BL/OR, 14x14mm, Blue | 392.8696 | #N/A
1818056 | K5DB/P | Handle K5D 280 BL/BL/OR, 14x14mm, Blue | 270.7728 | #N/A
1818061 | K5DG/C | Handle K5D CIL 280 GS/GS/GS, 14x14mm, Gray | 233.0801 | #N/A
1818058 | K5DG/P | Handle K5D 280 GS/GS/GS, 14x14mm, Gray | 243.9928 | #N/A
1818060 | K5DR/C | Handle K5D CIL 280 RD/GL/GL, 14x14mm, Red/Yellow | 433.6228 | #N/A
1818057 | K5DR/P | Handle K5D 280 RD/GL/GL, 14x14mm, Red/Yellow | 279.4653 | #N/A
1818013 | K6AB | Handle K6A 4K14 BL, 14x14mm, Blue | 87.0131 | #N/A
1818014 | K6AR | Handle K6A 4K14 RD, 14x14mm, Red | 110.3938 | #N/A
1818027 | K6CB | Handle K6C 400 BL/BL/BL, 14x14mm, Blue | 125.8221 | #N/A
1818028 | K6CR | Handle K6C 400 RD/GL/RD, 14x14mm, Red/Yellow | 181.0128 | #N/A
1818065 | K6DB/C | Handle.K6D CIL 400 BL/BL/OR HH, 14x14mm, Blue | 435.6549 | #N/A
1818062 | K6DB/P | Handle K6D 400 BL/BL/OR, 14x14mm, Blue | 294.0909 | #N/A
1818067 | K6DG/C | Handle K6D CIL 400 GS/GS/GS, 14x14mm, Gray | 271.4251 | #N/A
1818064 | K6DG/P | Handle K6D 400 GS/GS/GS, 14x14mm, Gray | 198.1344 | #N/A
1818066 | K6DR/C | Handle K6D CIL 400 RD/GL/GL, 14x14mm, Red/Yellow | 437.2855 | #N/A
1818063 | K6DR/P | Handle K6D 400 RD/GL/GL, 14x14mm, Red/Yellow | 338.9709 | #N/A
105873 | K83.02.1 | #N/A | 0.82786 | 250
105874 | K83.07 | #N/A | 0.51428 | 250
10773 | K95/1N | Terminal 1pole, 160A (1x16-95mm2) | 64.7109 | 1
12336 | K95/1N/BR | Terminal, 1x(16-95), 160A | 63.9503 | 1
25017 | K95/3 | Terminal 3pole, 160A (1x16-95mm2) | 187.9673 | 1
27390 | K95/4 | Terminal 4pole, 160A (1x16-95mm2) | 231.9665 | 1
29763 | K95/5 | Terminal 5-pole, 160A, 1x95mm2 | 244.7267 | 1
182400 | K95-IPK | IP2X protection against contact with a finger for 3 to 5 pole K95 terminals | 4.8913 | 2
144011 | KB29 | #N/A | 4.387 | #N/A
144011 | KB29 | #N/A | 4.387 | #N/A
2314 | K-CI | Wedge K-CI | 0.49532 | 100
207451 | K-CI-K1/2 | Nulova svorka | 3.1371 | 1
218488 | K-CI-K5 | N terminal for small enclosures, 10 - 35 mm2 | 18.4111 | 1
19649 | KD25 | #N/A | 10.712 | 1
2313 | KD4-CI | Bracket KD4-CI | 1.2383 | 25
24395 | KD60 | #N/A | 17.523 | 1
138576 | KEY-E10/30-GS | Spare Key for Profile Half-Cylinder | 23.9714 | 1
139786 | KEYPAD-BLANK | Keypad | 237.1125 | 1
137253 | KEYPAD-LCD | Keypad | 125.5302 | 1
139787 | KEYPAD-LOC/REM | Keypad for SVX, SPX | 223.1647 | 1
55244 | KG-A | Hinged flap for CI enclosures | 100.5128 | 1
78974 | KH25/35 | Clamp for gripping cables | 1.7686 | 20
178947 | KH-KLV | Cable holders for KLV distribution board | 1.7336 | 1
1314915 | KITM10X20 | Connection kit M10x20 | 39.6711 | #N/A
1314648 | KITM10X30 | Connection kit M10x30 | 49.0192 | #N/A
1314857 | KITM12X35 | Connection kit M12x35 | 47.4699 | #N/A
1314031 | KITM6X20MM | Connection kit M6x20 | 11.1188 | 1
1314927 | KITM8X20 | Connection kit M8x20 | 18.2406 | #N/A
81347 | KK25 | Clamp for gripping cables | 2.0069 | 100
83720 | KK60 | Clamp for gripping cables | 2.4961 | 1
72284 | KKS-DILE | #N/A | 0.24083 | 500
275242 | KKW-40 | Cable duct angle depth 60mm | 2.8172 | 1
275243 | KKW-DIN | Cable duct angle depth 80mm | 8.5307 | 1
219725 | KL-11 | Terminal blocks for KT or SK-KLV terminal carrier, 2x25mm2 and 9x16mm2 | 2.6004 | 1
219726 | KL-15 | Terminal blocks for KT or SK-KLV terminal carrier, 2x25mm2 and 13x16mm2 | 7.7809 | 1
219727 | KL-25 | Terminal blocks for KT or SK-KLV terminal carrier, 2x25mm2 and 23x16mm2 | 28.7738 | 1
12531 | KL25/35 | Cable duct | 25.251 | 1
14904 | KL25/35K | Cable duct | 14.9834 | 1
17277 | KL25/60 | Cable duct | 39.7279 | 1
275449 | KL-29 | Terminal block N/PE: 2x25+27x16mm2 | 14.8657 | 1
219723 | KL-4 | Terminal blocks for KT or SK-KLV terminal carrier, 1x25mm2 and 3x16mm2 | 4.7699 | 1
275450 | KL-45 | Terminal block N/PE: 2x25+43x16mm2 | 35.2922 | 1
275451 | KL-60 | Terminal block N/PE: 2x25+58x16mm2 | 17.5219 | 1
29142 | KL60/60 | Cable duct | 65.7245 | 1
219724 | KL-7 | Terminal blocks for KT or SK-KLV terminal carrier, 1x25mm2 and 6x16mm2 | 3.5871 | 1
102066 | KL-76 | Terminal block N/PE: 2x25+74x16mm2 | 24.5802 | 1
275453 | KLA | Expansion terminal with screw-type terminal 1x35mm2 | 3.4842 | 1
1818103 | K-LINE_PADLOCK_ON_ADAPTOR_PLATE_K1 | Conversion kit for handle K1 | 192.8651 | #N/A
1818104 | K-LINE_PADLOCK_ON_ADAPTOR_PLATE_K2 | Conversion kit for handle K2 | 91.0769 | #N/A
1818105 | K-LINE_PADLOCK_ON_ADAPTOR_PLATE_K3 | Conversion kit for handle K3 | 40.4924 | #N/A
1818106 | K-LINE_PADLOCK_ON_ADAPTOR_PLATE_K4 | Conversion kit for handle K4, K5, K6 | 60.2433 | #N/A
275452 | KLM | Terminal block N/PE: length 1000mm, 140x16mm2 | 46.1563 | 1
178806 | KLV-12HWP-F | Distribution board KLV, hollow-wall, steel, plug-type terminal, rows 1, modules 14 | 92.6867 | 1
178822 | KLV-12HWS-F | Distribution board KLV, hollow-wall, steel, screw-type terminal, rows 1, modules 14 | 78.7571 | 1
178823 | KLV-12HWS-SF | #N/A | 81.1198 | 1
178798 | KLV-12UPP-F | Distribution board KLV, flush-mounted, steel door, plug-type terminal, rows 1, modules 14 | 92.3771 | 1
178814 | KLV-12UPS-F | Distribution board KLV, flush-mounted, steel door, screw-type terminal, rows 1, modules 14 | 67.894 | 1
178815 | KLV-12UPS-SF | #N/A | 69.9308 | 1
178808 | KLV-24HWP-F |  | 104.4945 | 1
178824 | KLV-24HWS-F | Distribution board KLV, hollow-wall, steel, screw-type terminal, rows 2, modules 28 | 96.2586 | 1
178825 | KLV-24HWS-SF | #N/A | 99.1464 | 1
178800 | KLV-24UPP-F | Distribution board KLV, flush-mounted, steel door, plug-type terminal, rows 2, modules 28 | 115.781 | 1
178816 | KLV-24UPS-F | Distribution board KLV, flush-mounted, steel door, screw-type terminal, rows 2, modules 28 | 82.9816 | 1
178817 | KLV-24UPS-SF | #N/A | 85.471 | 1
178834 | KLV-36HWM-F | Distribution board KLV, hollow-wall, steel, multimedia version | 185.8687 | 1
178835 | KLV-36HWM-SF | #N/A | 322.8905 | 1
178810 | KLV-36HWP-F |  | 129.8208 | 1
178826 | KLV-36HWS-F | Distribution board KLV, hollow-wall, steel, screw-type terminal, rows 3, modules 42 | 116.191 | 1
178827 | KLV-36HWS-SF | #N/A | 119.6767 | 1
178830 | KLV-36UPM-F | Distribution board KLV, flush-mounted, steel, multimedia version | 292.9501 | 1
178802 | KLV-36UPP-F | Distribution board KLV, flush-mounted, steel door, plug-type terminal, rows 3, modules 42 | 143.457 | 1
178818 | KLV-36UPS-F | Distribution board KLV, flush-mounted, steel door, screw-type terminal, rows 3, modules 42 | 100.1646 | 1
178819 | KLV-36UPS-SF | #N/A | 103.1696 | 1
178836 | KLV-48HWM-F | Distribution board KLV, hollow-wall, steel, multimedia version | 212.0588 | 1
178812 | KLV-48HWP-F | Distribution board KLV, hollow-wall, steel, plug-type terminal, rows 4, modules 56 | 160.2359 | 1
178828 | KLV-48HWS-F | Distribution board KLV, hollow-wall, steel, screw-type terminal, rows 4, modules 56 | 137.0956 | 1
178829 | KLV-48HWS-SF | #N/A | 141.2085 | 1
178832 | KLV-48UPM-F | Distribution board KLV, flush-mounted, steel, multimedia version | 212.0588 | 1
178804 | KLV-48UPP-F | Distribution board KLV, flush-mounted, steel door, plug-type terminal, rows 4, modules 56 | 159.9264 | 1
178820 | KLV-48UPS-F | Distribution board KLV, flush-mounted, steel door, screw-type terminal, rows 4, modules 56 | 118.1859 | 1
178821 | KLV-48UPS-SF | #N/A | 121.7315 | 1
279267 | KLV-AP-45-W | #N/A | 2.3657 | 1
279268 | KLV-BSB | Label sheets for KLV distribution board | 23.8881 | 20
178874 | KLV-F1-4PR | Door with door frame KLV-12…S- and KLV-12…P- | 32.5673 | 1
178875 | KLV-F2-4PR | Door with door frame KLV-24…S- and KLV-24…P- | 36.6537 | 1
178876 | KLV-F3-4PR | Door with door frame KLV-36…S- and KLV-36…P- | 44.6407 | 1
178882 | KLV-F3L-4PR | Door with door frame KLV-36…M- | 71.8214 | 1
178877 | KLV-F4-4PR | Door with door frame KLV-48…S- and KLV-48…P- | 38.9821 | 1
178883 | KLV-F4L-4PR | Door with door frame KLV-48…M- | 79.5607 | 1
178842 | KLV-HW1-4PR | Distribution board KLV, individual wall pan, hollow-wall mounted, rows 1, modules 14 | 28.2951 | 1
178843 | KLV-HW2-4PR | Distribution board KLV, individual wall pan, hollow-wall mounted, rows 2, modules 28 | 30.4622 | 1
178844 | KLV-HW3-4PR | Distribution board KLV, individual wall pan, hollow-wall mounted, rows 3, modules 42 | 32.072 | 1
178845 | KLV-HW4-4PR | Distribution board KLV, individual wall pan, hollow-wall mounted, rows 4, modules 56 | 40.9877 | 1
279266 | KLV-LV-PL-45 | IP 40 universal enclosures - 2m rails | 28.9762 | 1
279265 | KLV-LV-SP-45 | IP 40 universal enclosures - Side frames | 48.046 | 1
178880 | KLV-SF3-4PR | #N/A | 33.5262 | 1
178838 | KLV-UP1-4PR | Distribution board KLV, individual wall pan, flush-mounted, rows 1, modules 14 | 28.419 | 1
178839 | KLV-UP2-4PR | Distribution board KLV, individual wall pan, flush-mounted, rows 2, modules 28 | 30.7098 | 1
178840 | KLV-UP3-4PR | Distribution board KLV, individual wall pan, flush-mounted, rows 3, modules 42 | 32.3196 | 1
178841 | KLV-UP4-4PR | Distribution board KLV, individual wall pan, flush-mounted, rows 4, modules 56 | 39.4398 | 1
172838 | KNB-P1/M | Operating handles for P1 | 14.9215 | 1
41282 | KNB-P3 | Thumb-grip | 6.0813 | 1
172839 | KNB-P3/M | Operating handles for P3 | 18.3268 | 1
46028 | KNB-RT-P3 | Thumb-grip | 5.477 | 10
43655 | KNB-RT-T0 | Thumb-grip | 4.1528 | 1
38909 | KNB-T0 | Thumb-grip | 4.7185 | 1
22762 | KN-TM | Maintenance key | 3.8056 | 1
1818072 | KO2SDB/P | Handle K2SD OM 65 BL/BL/OR, 6x6mm, Blue | 220.0203 | #N/A
1818115 | KO3DG/P | Handle K3KD CO 110 GS/GS/GS | 81.7897 | #N/A
1818076 | KO5DB/P | Handle K5D OM 280 BL/BL/OR, 14x14mm, Blue | 438.035 | #N/A
1818078 | KO6DB/P | Handle K6D OM 400 BL/BL/OR, 14x14mm, Blue | 424.8438 | #N/A
59776 | KS120-NZM7 | Cable lug 120mm2, NZM2 | 16.5932 | 1
59777 | KS150-NZM7 | Cable lug 150mm2, NZM2 | 8.7427 | 1
57621 | KS3-CI | Gland plate, with cable gromets KT | 83.7499 | 1
62367 | KS4-CI | Gland plate, with cable gromets KT | 107.6381 | 1
275424 | KS-61005 | Plastic key | 2.3528 | 1
59775 | KS95-NZM7 | Cable lug 95mm2, NZM2 | 8.0484 | 1
178901 | KSK-2N/2N-KLV | Plug-type terminal 2xN for KLV, 4x2,5-25mm2 and 28x0,5-4mm2 (N+N) | 24.5183 | 1
178898 | KSK-2N/2PE-KLV | Plug-type terminal 1xN/PE for KLV, 2x2,5-25mm2 and 14x0,5-4mm2 (N+PE) | 21.5836 | 1
178900 | KSK-3N/1N-KLV | Plug-type terminal 2xN for KLV, 4x2,5-25mm2 and 28x0,5-4mm2 (N+N) | 24.1468 | 1
178899 | KSK-4N-KLV | Plug-type terminal 1xN for KLV, 4x2,5-25mm2 and 28x0,5-4mm2 (N) | 24.3326 | 1
178902 | KSK-4PE-KLV | Plug-type terminal 1xPE for KLV, 4x2,5-25mm2 and 28x0,5-4mm2 (PE) | 23.9611 | 1
178905 | KSK-KLV | Terminal carrier empty for plug-type terminal KSK | 6.5011 | 1
178903 | KSK-N | Plug-type terminal 1xN for KLV, 1x2,5-25mm2 and 7x0,5-4mm2 (N) | 5.5104 | 1
178904 | KSK-PE | Plug-type terminal 1xPE for KLV, 1x2,5-25mm2 and 7x0,5-4mm2 (PE) | 5.82 | 1
69774 | KST32-125 | KST distribution board enclosure with cable gland plates fitted, 187,5x250x150, 2 x 14-54 | 210.1591 | 1
72147 | KST32-150 | KST distribution board enclosure with cable gland plates fitted, 187,5x250x175, 2 x 14-54 | 224.5037 | 1
76893 | KST34-125 | KST distribution board enclosure with cable gland plates fitted, 375x250x150, 2 x 14-54 | 184.3209 | 1
74520 | KST34-150 | KST distribution board enclosure with cable gland plates fitted, 375x250x175, 2 x 14-54 | 187.7881 | 1
79266 | KST34-200 | KST distribution board enclosure with cable gland plates fitted, 375x250x225, 2 x 14-54 | 189.3979 | 1
81639 | KST43-125 | KST distribution board enclosure with cable gland plates fitted, 250x375x150, 3 x 14-68 | 202.5239 | 1
84012 | KST43-150 | KST distribution board enclosure with cable gland plates fitted, 250x375x175, 3 x 14-68 | 213.9162 | 1
86385 | KST43-200 | KST distribution board enclosure with cable gland plates fitted, 250x375x225, 3 x 14-68 | 215.5879 | 1
88758 | KST44-125 | KST distribution board enclosure with cable gland plates fitted, 375x375x150, 3 x 14-68 | 232.1192 | 1
91131 | KST44-150 | KST distribution board enclosure with cable gland plates fitted, 375x375x175, 3 x 14-68 | 406.7927 | 1
10450 | KST48-250 | KST distribution board enclosure with cable gland plates fitted, 750x375x275, 3 x 14-68 | 763.0705 | 1
60627 | KSV2-ID | Cable anchoring rail, HxWxD=15x30x250mm CI distribution board | 215.2784 | 1
65373 | KSV4-ID | Cable anchoring rail, HxWxD=15x30x500mm CI distribution board | 226.423 | 1
67746 | KSV5-ID | Cable anchoring rail, HxWxD=15x30x625mm CI distribution board | 242.0875 | 1
70119 | KSV6-ID | Cable anchoring rail, HxWxD=15x30x750mm CI distribution board | 247.598 | 1
72492 | KSV7-ID | Cable anchoring rail, HxWxD=15x30x875mm CI distribution board | 253.1703 | 1
74865 | KSV8-ID | Cable anchoring rail, HxWxD=15x30x1000mm CI distribution board | 256.7614 | 1
77238 | KSV9-ID | #N/A | 42.5949 | 1
138268 | KSX-34P-EXT | #N/A | 223.7399 | 2
138269 | KSX-34P-MID | Busbar support, 4p, KSX | 258.9284 | 1
138360 | KSX-3P-MID | Busbar support, TTT center, KSX | 258.9284 | 1
275442 | KT-1 | Terminal block support KL-7, KL-15 for KT 11 | 2.2289 | 10
19658 | KT13,5 | Cable Grommets PG13,5 | 1.9157 | 100
22031 | KT16 | Cable Grommets PG16 | 1.9157 | 100
24404 | KT16F | Grommet/cable gland for pressure compensation PG16 | 5.6313 | 1
275443 | KT-2 | Terminal block support KL-7...KL-60 on panel | 2.4766 | 10
26777 | KT21 | Cable Grommets PG21 | 1.8 | 100
29150 | KT29 | Cable Grommets PG29 | 3.2142 | 1
31523 | KT3 | Grommet PVC for cables 14-54mm | 15.9683 | 2
275445 | KT-3 | Terminal block support KL-7...KL-60 on rail | 4.3613 | 10
33896 | KT36 | Cable Grommets PG36 | 5.1942 | 1
36269 | KT4 | Grommet PVC for cables14-68mm | 18.8739 | 3
275446 | KT-4 | Terminal block support KL-7, KL-15 on panel/rail | 10.2779 | 10
38642 | KT42 | Cable Grommets PG42 | 6.737 | 10
275447 | KT-5 | Terminal block support KL-7, KL-15 on rail | 4.3613 | 10
43388 | KTD-KST4/46 | #N/A | 9.167 | 1
216983 | KT-M16 | Membrane Grommet IP66,M16, cable diam 1-10mm | 0.60427 | 100
207602 | KT-M20 | Membrane Grommet IP66,M20, cable diam 1-13mm | 0.87427 | 100
207603 | KT-M25 | Membrane Grommet IP66,M25, cable diam 1-18mm | 0.80999 | 100
224556 | KT-M25F | Grommet/cable gland for pressure compensation M25 | 5.6699 | 1
207604 | KT-M32 | Membrane Grommet IP66,M32, cable diam 1-24mm | 0.80999 | 100
2300 | KVB-ID | #N/A | 27.3724 | 1
91487 | L1-CI23 | #N/A | 16.084 | 1
65357 | L5-CI43 | #N/A | 29.1209 | 1
107913 | LAB-BAG_A4 | Circuit Diagram Bag, size A4 | 12.4583 | 1
107911 | LAB-BAR_1000 | Holder for inscription strip 1m | 5.3742 | 10
107882 | LAB-BAR_11TE | Inscription label 11HP | 1.7955 | 10
107883 | LAB-BAR_12TE | Inscription label 12HP | 2.0432 | 10
107884 | LAB-BAR_13TE | Holder for inscription strip 13modules | 2.2909 | 10
107886 | LAB-BAR_14TE | Inscription label 14HP | 2.167 | 10
107887 | LAB-BAR_16TE | Inscription label 16HP | 1.9813 | 10
107888 | LAB-BAR_20TE | Inscription label 20HP | 1.7336 | 10
107889 | LAB-BAR_21TE | Holder for inscription strip 21modules | 3.2196 | 10
107900 | LAB-BAR_22TE | Inscription label 22HP | 3.0957 | 10
107901 | LAB-BAR_24TE | Holder for inscription strip 24modules | 3.653 | 10
107912 | LAB-BAR_3000 | Holder for inscription strip 3m | 19.0079 | 10
107902 | LAB-BAR_33TE | Holder for inscription strip 33modules | 6.8726 | 10
107903 | LAB-BAR_35TE | Holder for inscription strip 35modules | 4.9532 | 10
107904 | LAB-BAR_36TE | Inscription label 36HP | 5.2628 | 10
107905 | LAB-BAR_44TE | Inscription label 44HP | 5.82 | 10
107906 | LAB-BAR_46TE | Holder for inscription strip 46modules | 6.1915 | 10
107907 | LAB-BAR_47TE | Holder for inscription strip 47modules | 3.5911 | 10
107908 | LAB-BAR_48TE | Inscription label 48HP | 6.1915 | 10
107909 | LAB-BAR_57TE | Holder for inscription strip 57modules | 7.4917 | 10
107910 | LAB-BAR_59TE | Inscription label 59HP | 7.6155 | 10
107881 | LAB-BAR_7TE | Inscription label 7HP | 0.86681 | 10
107885 | LAB-BAR_CSO | Inscription label CSO | 1.424 | 10
107952 | LAB-TAPE_A4_BLANK | Enclosure leaves for inscription strips empty | 0.86681 | 10
107953 | LAB-TAPE_A4_PRINT | Enclosure leaves for inscription strips imprint | 0.86681 | 10
133102 | LC-DBIT3-CS | Universal Lock Doppelbart (double bit) 3mm | 19.2556 | 1
133103 | LC-DBIT5-CS | Universal Lock Doppelbart (double bit) 5mm | 19.2556 | 1
178159 | LCL-0460-5-A0R011T | #N/A | 27930.4621 | #N/A
133104 | LC-ZSBIT-CS | Universal Locks, Identical locking, lock cylinder with 2 keys | 33.8056 | 1
208727 | LEDWB-B | Single-Chip-LED W2x4,6d 18-30V/7-12,5mA | 11.9922 | 10
208725 | LEDWB-G | Single-Chip-LED W2x4,6d 18-30V/7-12,5mA | 11.9922 | 10
208726 | LEDWB-R | Single-Chip-LED W2x4,6d 18-30V/7-12,5mA | 8.8404 | 10
208728 | LEDWB-W | Single-Chip-LED W2x4,6d 18-30V/7-12,5mA | 11.9922 | 10
208724 | LEDWB-Y | Single-Chip-LED W2x4.6d 18-30V/7-12.5mA | 8.8404 | 10
208690 | L-G |  | 24.7532 | 1
216000 | LHSP-A | Set for blocking lever of MCB: PLHT, AZ in ON position | 8.3687 | 1
215999 | LHSP-E | Set for blocking lever of MCB: PLHT, AZ | 8.3687 | 1
285752 | LH-SPL | Set for locking lever of MCB: PLHT, AZ (without lock) | 50.2121 | 1
140385 | LIC-GALILEO-OPEN-PC | XV license | 3990.9152 | 1
140391 | LIC-OPT-1ST-LEVEL | XV license | 200.5426 | 1
140392 | LIC-OPT-2ND-LEVEL | XV license | 401.0852 | 1
181585 | LIC-PLC-A | PLC licence for XV300 devices | 429.5805 | 1
142581 | LIC-PLC-MXP-COMPACT | XV license | 260.7239 | 1
111995 | LN1-100-I | Switch disconnector, 3pole, In=100A | 197.765 | 1
111996 | LN1-125-I | Switch disconnector, 3pole, In=125A | 261.3296 | 1
111997 | LN1-160-I | Switch disconnector, 3pole, In=160A | 270.654 | 1
111999 | LN1-4-100-I | #N/A | 279.1364 | 1
112000 | LN1-4-125-I | #N/A | 368.7491 | 1
112001 | LN1-4-160-I | #N/A | 376.1161 | 1
111998 | LN1-4-63-I | #N/A | 220.3932 | 1
111994 | LN1-63-I | Switch disconnector, 3pole, In=63A | 173.1312 | 1
112002 | LN2-160-I | Switch disconnector, 3pole, In=160A | 403.0899 | 1
112003 | LN2-200-I | Switch disconnector, 3pole, In=200A | 442.6763 | 1
112004 | LN2-250-I | Switch disconnector, 3pole, In=250A | 442.6763 | 1
112005 | LN2-4-160-I | #N/A | 441.9692 | 1
112006 | LN2-4-200-I | #N/A | 483.317 | 1
112007 | LN2-4-250-I | #N/A | 694.916 | 1
112008 | LN3-400-I | Switch disconnector, 3pole, In=400A | 865.5147 | 1
112010 | LN3-4-400-I | #N/A | 1098.9573 | 1
112011 | LN3-4-630-I | #N/A | 1410.3388 | 1
112009 | LN3-630-I | Switch disconnector, 3pole, In=630A | 1117.5478 | 1
112013 | LN4-1000-I | Switch disconnector, 3pole, In=1000A | 2686.6148 | 1
112014 | LN4-1250-I | Switch disconnector, 3pole, In=1250A | 3159.9302 | 1
112015 | LN4-1600-I | Switch disconnector, 3pole, In=1600A | 3750.638 | 1
112017 | LN4-4-1000-I | #N/A | 3486.3442 | 1
112018 | LN4-4-1250-I | #N/A | 4184.1145 | 1
112019 | LN4-4-1600-I | #N/A | 5346.2506 | 1
112016 | LN4-4-800-I | #N/A | 3048.1807 | 1
112012 | LN4-800-I | Switch disconnector, 3pole, In=800A | 2138.4643 | 1
174166 | LOCK-KIT-IKA | Locking Insert with Key | 31.7624 | 1
178930 | LOCK-KLV | Spare lock for door for KLV distribution board | 26.577 | 1
86731 | LPS-ID | Connection clip, transport split, mounting frame, CI distribution board | 70.1497 | 1
208689 | L-R | Indicator light, BA 9s, up to 2.4W, Red | 24.7532 | 1
281339 | LS-00001-01 | #N/A | 46.8995 | 1
284686 | LS-00002-01 | #N/A | 31.8639 | 1
106241 | LS-00004-01 | #N/A | 46.1344 | 2
266107 | LS-02 | Limit switch, plastic, spring terminal, rounded plunger, 2nc contacts, Yellow | 36.0746 | 1
292365 | LS-02/F | Limit switch, plastic, spring terminal, front fixing, 2nc contacts, Yellow | 45.9462 | 1
266108 | LS-02/L | Limit switch, plastic, spring terminal, long roller lever, 2nc contacts, Yellow | 41.8822 | 1
116702 | LS-02A | Limit switch, plastic, spring terminal, rounded plunger, 2nc contacts, Yellow | 20.6405 | 1
176886 | LS-02A-CC | Limit switch, plastic, spring terminal, rounded plunger, 2nc contacts, Yellow, up to -40°C | 22.2265 | 1
176880 | LS-02-CC | Limit switch, plastic, spring terminal, rounded plunger, 2nc contacts, Yellow, up to -40°C | 21.3809 | 1
177186 | LS-02-CC-ZB | Safety position switch, spring terminal, 2nc contacts, up to -40°C | 64.8425 | 1
178128 | LS-02-M12A | Limit switch, plastic, with connector M12, rounded plunger, 2nc contacts, Yellow | 56.694 | 1
272009 | LS-02-SW | Limit switch, plastic, spring terminal, rounded plunger, 2nc contacts, Black | 33.5534 | 1
106817 | LS-02-ZB | Safety position switch, spring terminal, 2nc contacts | 63.3689 | 1
106818 | LS-02-ZB/X | Safety position switch, spring terminal, 2nc contacts | 60.8101 | 1
266109 | LS-11 | Limit switch, plastic, spring terminal, rounded plunger, 1no1nc contacts, Yellow | 36.0746 | 1
290176 | LS-11/F | Limit switch, plastic, spring terminal, front fixing, 1no1nc contacts, Yellow | 45.9462 | 1
266110 | LS-11/L | Limit switch, plastic, spring terminal, long roller lever, 1no1nc contacts, Yellow | 44.9678 | 1
290175 | LS-11/LB | Limit switch, plastic, spring terminal, large roller lever, 1no1nc contacts, Yellow | 45.9462 | 1
178136 | LS-11/L-M12A | Limit switch, plastic, with connector M12, long roller lever, 1no1nc contacts, Yellow | 61.7676 | 1
290173 | LS-11/LS | Limit switch, plastic, spring terminal, short roller lever, 1no1nc contacts, Yellow | 41.8822 | 1
266112 | LS-11/P | Limit switch, plastic, spring terminal, roller plunger, 1no1nc contacts, Yellow | 41.8822 | 1
178137 | LS-11/P-M12A | Limit switch, plastic, with connector M12, roller plunger, 1no1nc contacts, Yellow | 61.9982 | 1
266111 | LS-11/RL | Limit switch, plastic, spring terminal, rotary lever, 1no1nc contacts, Yellow | 50.1984 | 1
266113 | LS-11/RLA | Limit switch, plastic, spring terminal, adjustable roller levers, 1no1nc contacts, Yellow | 53.9739 | 1
178139 | LS-11/RLA-M12A | Limit switch, plastic, with connector M12, adjustable roller levers, 1no1nc contacts, Yellow | 69.378 | 1
178138 | LS-11/RL-M12A | Limit switch, plastic, with connector M12, rotary lever, 1no1nc contacts, Yellow | 66.6106 | 1
107516 | LS-11/RL-W1 | Limit switch, plastic, spring terminal, rotary lever, 1no1nc contacts, Yellow | 40.7156 | 1
115413 | LS-11/ZRS | #N/A | 53.3945 | 1
116704 | LS-11A | Limit switch, plastic, spring terminal, rounded plunger, 1no1nc contacts, Yellow | 20.5636 | 1
176887 | LS-11A-CC | Limit switch, plastic, spring terminal, rounded plunger, 1no1nc contacts, Yellow, up to -40°C | 22.1496 | 1
176879 | LS-11-CC | Limit switch, plastic, spring terminal, rounded plunger, 1no1nc contacts, Yellow, up to -40°C | 21.3809 | 1
177188 | LS-11-CC-ZB | Safety position switch, spring terminal, 1no1nc contact, up to -40°C | 64.8425 | 1
266114 | LS-11D | Limit switch, plastic, spring terminal, rounded plunger, 1no1nc contacts, Yellow | 36.0746 | 1
292366 | LS-11D/F | Limit switch, plastic, spring terminal, front fixing, 1no1nc contacts, Yellow | 45.9462 | 1
266115 | LS-11D/L | Limit switch, plastic, spring terminal, long roller lever, 1no1nc contacts, Yellow | 41.9449 | 1
290174 | LS-11D/LS | Limit switch, plastic, spring terminal, short roller lever, 1no1nc contacts, Yellow | 41.8822 | 1
292361 | LS-11DA | Limit switch, plastic, spring terminal, rounded plunger, 1no1nc contacts, Yellow | 36.0244 | 1
292369 | LS-11DA/F | Limit switch, plastic, spring terminal, front fixing, 1no1nc contacts, Yellow | 45.9462 | 1
176884 | LS-11DA-CC | Limit switch, plastic, spring terminal, rounded plunger, 1no1nc contacts, Yellow, up to -40°C | 22.1496 | 1
178131 | LS-11DA-M12A | Limit switch, plastic, with connector M12, rounded plunger, 1no1nc contacts, Yellow | 57.6164 | 1
176882 | LS-11D-CC | Limit switch, plastic, spring terminal, rounded plunger, 1no1nc contacts, Yellow, up to -40°C | 21.3809 | 1
178130 | LS-11D-M12A | Limit switch, plastic, with connector M12, rounded plunger, 1no1nc contacts, Yellow | 56.694 | 1
272007 | LS-11D-SW | Limit switch, plastic, spring terminal, rounded plunger, 1no1nc contacts, Black | 33.5534 | 1
107890 | LS-11D-W2 | Limit switch, plastic, spring terminal, rounded plunger, 1no1nc contacts, Yellow | 27.1814 | 1
178129 | LS-11-M12A | Limit switch, plastic, with connector M12, rounded plunger, 1no1nc contacts, Yellow | 56.694 | 1
266105 | LS-11S | Limit switch, plastic, spring terminal, rounded plunger, 1no1nc contacts, Yellow | 36.0746 | 1
292367 | LS-11S/F | Limit switch, plastic, spring terminal, front fixing, 1no1nc contacts, Yellow | 45.9462 | 1
266116 | LS-11S/L | Limit switch, plastic, spring terminal, long roller lever, 1no1nc contacts, Yellow | 41.8822 | 1
178140 | LS-11S/L-M12A | Limit switch, plastic, with connector M12, long roller lever, 1no1nc contacts, Yellow | 64.0738 | 1
266118 | LS-11S/P | Limit switch, plastic, spring terminal, roller plunger, 1no1nc contacts, Yellow | 41.8822 | 1
178141 | LS-11S/P-M12A | Limit switch, plastic, with connector M12, roller plunger, 1no1nc contacts, Yellow | 64.3044 | 1
266117 | LS-11S/RL | Limit switch, plastic, spring terminal, rotary lever, 1no1nc contacts, Yellow | 50.1984 | 1
266119 | LS-11S/RLA | Limit switch, plastic, spring terminal, adjustable roller levers, 1no1nc contacts, Yellow | 50.2611 | 1
178143 | LS-11S/RLA-M12A | Limit switch, plastic, with connector M12, adjustable roller levers, 1no1nc contacts, Yellow | 71.7611 | 1
178142 | LS-11S/RL-M12A | Limit switch, plastic, with connector M12, rotary lever, 1no1nc contacts, Yellow | 69.0705 | 1
107517 | LS-11S/RL-W1 | Limit switch, plastic, spring terminal, rotary lever, 1no1nc contacts, Yellow | 40.7156 | 1
266106 | LS-11S/RR | Limit switch, plastic, spring terminal, actuating rod, 1no1nc contacts, Yellow | 53.9739 | 1
178144 | LS-11S/RR-M12A | Limit switch, plastic, with connector M12, actuating rod, 1no1nc contacts, Yellow | 72.2223 | 1
266104 | LS-11S/S | Limit switch, plastic, spring terminal, spring rod actuator, 1no1nc contacts, Yellow | 45.0305 | 1
178145 | LS-11S/S-M12A | Limit switch, plastic, with connector M12, spring rod actuator, 1no1nc contacts, Yellow | 72.6836 | 1
176881 | LS-11S-CC | Limit switch, plastic, spring terminal, rounded plunger, 1no1nc contacts, Yellow, up to -40°C | 23.6871 | 1
177187 | LS-11S-CC-ZB | Safety position switch, spring terminal, 1no1nc contact, up to -40°C | 67.1487 | 1
178132 | LS-11S-M12A | Limit switch, plastic, with connector M12, rounded plunger, 1no1nc contacts, Yellow | 59.0002 | 1
272020 | LS-11S-SW | Limit switch, plastic, spring terminal, rounded plunger, 1no1nc contacts, Black | 33.5534 | 1
272006 | LS-11-SW | Limit switch, plastic, spring terminal, rounded plunger, 1no1nc contacts, Black | 33.5534 | 1
106870 | LS-11S-ZB | Safety position switch, spring terminal, 1no1nc contact | 65.8148 | 1
110959 | LS-11S-ZB/X | Safety position switch, spring terminal, 1no1nc contact | 59.8458 | 1
106819 | LS-11-ZB | Safety position switch, spring terminal, 1no1nc contact | 71.1583 | 1
106871 | LS-11-ZB/X | Safety position switch, spring terminal, 1no1nc contact | 60.8101 | 1
266120 | LS-20 | Limit switch, plastic, spring terminal, rounded plunger, 2no contacts, Yellow | 33.5534 | 1
292368 | LS-20/F | Limit switch, plastic, spring terminal, front fixing, 2no contacts, Yellow | 45.9462 | 1
292362 | LS-20A | Limit switch, plastic, spring terminal, rounded plunger, 2no contacts, Yellow | 33.5534 | 1
292370 | LS-20A/F | Limit switch, plastic, spring terminal, front fixing, 2no contacts, Yellow | 45.9462 | 1
176885 | LS-20A-CC | Limit switch, plastic, spring terminal, rounded plunger, 2no contacts, Yellow, up to -40°C | 22.2265 | 1
178134 | LS-20A-M12A | Limit switch, plastic, with connector M12, rounded plunger, 2no contacts, Yellow | 61.4601 | 1
116706 | LS-20B | Limit switch, plastic, spring terminal, rounded plunger, 2no contacts, Yellow | 30.6559 | 1
176888 | LS-20B-CC | Limit switch, plastic, spring terminal, rounded plunger, 2no contacts, Yellow, up to -40°C | 22.534 | 1
178135 | LS-20B-M12A | Limit switch, plastic, with connector M12, rounded plunger, 2no contacts, Yellow | 57.8471 | 1
176883 | LS-20-CC | Limit switch, plastic, spring terminal, rounded plunger, 2no contacts, Yellow, up to -40°C | 21.3809 | 1
178133 | LS-20-M12A | Limit switch, plastic, with connector M12, rounded plunger, 2no contacts, Yellow | 56.694 | 1
272008 | LS-20-SW | Limit switch, plastic, spring terminal, rounded plunger, 2no contacts, Black | 33.5534 | 1
73836 | LS25X3 | Accessories for rear mounting | 18.9279 | 1
106857 | LS4/S11-1/I/ZB | Safety position switch, spring terminal, 1no1nc contact | 143.4899 | 1
106858 | LS4/S11-1/IA/ZB | Safety position switch, spring terminal, 1no1nc contact | 153.0221 | 1
106859 | LS4/S12-7/IB/ZB | Safety position switch, spring terminal, 1no2nc contacts | 183.6015 | 1
106860 | LS4-XB | Spare actuator to position switches LS4 | 9.2248 | 1
106861 | LS4-XZB | Spare head to position switches LS4 | 66.8796 | 1
266168 | LS-COMBINATION-* | LS unit | 1.8062 | 1
266122 | LSE-02 | Limit switch, plastic, electronic, operating point electronically adjustable, 2nc contacts, Yellow | 137.2185 | 1
266121 | LSE-11 | Limit switch, plastic, electronic, operating point electronically adjustable, 1no1nc cont., Yellow | 137.2954 | 1
266138 | LS-E4 | #N/A | 610.4071 | 1
274096 | LSE-AU | Limit switch, plastic, electronic, 0 - 10 V | 110.005 | 1
119717 | LSHU-E50-3-KL |  | 342.8164 | 1
119718 | LSHU‐E63/3‐KL |  | 696.0369 | 1
266142 | LSM-02 | Limit switch, metal, spring terminal, rounded plunger, 2nc contacts, Yellow | 53.6959 | 1
292371 | LSM-02/F | Limit switch, metal, spring terminal, front fixing, 2nc contacts, Yellow | 161.7795 | 1
266143 | LSM-02/L | Limit switch, metal, spring terminal, long roller lever, 2nc contacts, Yellow | 69.6855 | 1
266144 | LSM-11 | Limit switch, metal, spring terminal, rounded plunger, 1no1nc contacts, Yellow | 53.6959 | 1
292372 | LSM-11/F | Limit switch, metal, spring terminal, front fixing, 1no1nc contacts, Yellow | 161.7795 | 1
266145 | LSM-11/L | Limit switch, metal, spring terminal, long roller lever, 1no1nc contacts, Yellow | 69.6855 | 1
266147 | LSM-11/P | Limit switch, metal, spring terminal, roller plunger, 1no1nc contacts, Yellow | 69.3012 | 1
266146 | LSM-11/RL | Limit switch, metal, spring terminal, rotary lever, 1no1nc contacts, Yellow | 77.5266 | 1
266148 | LSM-11/RLA | Limit switch, metal, spring terminal, adjustable roller levers, 1no1nc contacts, Yellow | 76.2966 | 1
266149 | LSM-11D | Limit switch, metal, spring terminal, rounded plunger, 1no1nc contacts, Yellow | 53.6959 | 1
292373 | LSM-11D/F | Limit switch, metal, spring terminal, front fixing, 1no1nc contacts, Yellow | 161.7795 | 1
266150 | LSM-11D/L | Limit switch, metal, spring terminal, long roller lever, 1no1nc contacts, Yellow | 69.6855 | 1
292363 | LSM-11DA | Limit switch, metal, spring terminal, rounded plunger, 1no1nc contacts, Yellow | 54.7721 | 1
292376 | LSM-11DA/F | Limit switch, metal, spring terminal, front fixing, 1no1nc contacts, Yellow | 162.702 | 1
266140 | LSM-11S | Limit switch, metal, spring terminal, rounded plunger, 1no1nc contacts, Yellow | 56.0021 | 1
292374 | LSM-11S/F | Limit switch, metal, spring terminal, front fixing, 1no1nc contacts, Yellow | 164.0857 | 1
266151 | LSM-11S/L | Limit switch, metal, spring terminal, long roller lever, 1no1nc contacts, Yellow | 71.9917 | 1
266153 | LSM-11S/P | Limit switch, metal, spring terminal, roller plunger, 1no1nc contacts, Yellow | 71.6842 | 1
266152 | LSM-11S/RL | Limit switch, metal, spring terminal, rotary lever, 1no1nc contacts, Yellow | 79.9097 | 1
266154 | LSM-11S/RLA | Limit switch, metal, spring terminal, adjustable roller levers, 1no1nc contacts, Yellow | 78.6028 | 1
266141 | LSM-11S/RR | Limit switch, metal, spring terminal, actuating rod, 1no1nc contacts, Yellow | 76.2966 | 1
266139 | LSM-11S/S | Limit switch, metal, spring terminal, spring rod actuator, 1no1nc contacts, Yellow | 77.7572 | 1
266155 | LSM-20 | Limit switch, metal, spring terminal, rounded plunger, 2no contacts, Yellow | 53.6959 | 1
292375 | LSM-20/F | Limit switch, metal, spring terminal, front fixing, 2no contacts, Yellow | 161.7795 | 1
292377 | LSM-20A/F | Limit switch, metal, spring terminal, front fixing, 2no contacts, Yellow | 162.702 | 1
266156 | LSM-XL | Operating head, metal, long roller lever | 12.7609 | 1
266157 | LSM-XLA | Operating head, metal, angled roller lever | 12.0691 | 1
266158 | LSM-XP | Operating head, metal, roller plunger | 12.3766 | 1
266159 | LSM-XRL | Operating head, metal, rotary lever | 20.9348 | 1
266160 | LSM-XRLA | Operating head, metal, adjustable roller levers 18mm | 20.9097 | 1
266161 | LSM-XRR | Operating head, metal, actuating rod | 20.9097 | 1
266162 | LSM-XRRM | Operating head, metal, actuating rod | 20.9097 | 1
266163 | LSM-XS | Operating head, metal, spring rod actuator | 20.9348 | 1
280908 | LSM-XSD-Y | Cover, metal, yelow | 23.2157 | 1
106848 | LSR-S02-1-I/TKG | Hasp-operated safety switch, spring terminal, 2nc contacts | 122.7543 | 1
106852 | LSR-S02-1-I/TS | Hinge-operated safety switch, spring terminal, 2nc contacts | 121.6012 | 1
106847 | LSR-S11-1-I/TKG | Hasp-operated safety switch, spring terminal, 1no1nc contact | 110.4344 | 1
106851 | LSR-S11-1-I/TS | Hinge-operated safety switch, spring terminal, 1no1nc contact | 109.2044 | 1
106729 | LS-S02 | Limit switch, plastic, screwed terminal, rounded plunger, 2nc contacts, Yellow | 26.479 | 1
106780 | LS-S02/F | Limit switch, plastic, screwed terminal, rounded plunger, 2nc contacts, Yellow | 36.2377 | 1
106781 | LS-S02/L | Limit switch, plastic, screwed terminal, long roller lever, 2nc contacts, Yellow | 34.1701 | 1
106778 | LS-S02-120AFT-ZBZ/X | Safety position switch with interlock, closed-circuid principle, 2nc contacts, 120VAC | 278.0381 | 1
106779 | LS-S02-120AMT-ZBZ/F-GVP30 | #N/A | 273.1182 | 30
106820 | LS-S02-120AMT-ZBZ/X | Safety position switch with interlock, open-circuid principle, 2nc contacts, 120VAC | 268.8902 | 1
106821 | LS-S02-230AFT-ZBZ/X | Safety position switch with interlock, closed-circuid principle, 2nc contacts, 230VAC | 276.8081 | 1
106822 | LS-S02-230AMT-ZBZ/X | Safety position switch with interlock, open-circuid principle, 2nc contacts, 230VAC | 267.5833 | 1
106823 | LS-S02-24DFT-ZBZ/X | Safety position switch with interlock, closed-circuid principle, 2nc contacts, 24VDC | 272.657 | 1
106824 | LS-S02-24DMT-ZBZ/X | Safety position switch with interlock, open-circuid principle, 2nc contacts, 24VDC | 263.4322 | 1
116703 | LS-S02A | Limit switch, plastic, screwed terminal, rounded plunger, 2nc contacts, Yellow | 28.5486 | 1
176895 | LS-S02A-CC | Limit switch, plastic, screwed terminal, rounded plunger, 2nc contacts, Yellow, up to -40°C | 27.377 | 1
176890 | LS-S02-CC | Limit switch, plastic, screwed terminal, rounded plunger, 2nc contacts, Yellow, up to -40°C | 26.4545 | 1
177189 | LS-S02-CC-ZB | Safety position switch, screwed terminal, 2nc contacts, up to -40°C | 69.993 | 1
106782 | LS-S02-SW | Limit switch, plastic, screwed terminal, rounded plunger, 2nc contacts, Black | 28.6353 | 1
106874 | LS-S02-ZB | Safety position switch, screwed terminal, 2nc contacts | 68.3787 | 1
106875 | LS-S02-ZB/X | Safety position switch, screwed terminal, 2nc contacts | 64.4582 | 1
106783 | LS-S11 | Limit switch, plastic, screwed terminal, rounded plunger, 1no1nc contacts, Yellow | 33.4531 | 1
106784 | LS-S11/F | Limit switch, plastic, screwed terminal, rounded plunger, 1no1nc contacts, Yellow | 46.1594 | 1
106785 | LS-S11/L | Limit switch, plastic, screwed terminal, long roller lever, 1no1nc contacts, Yellow | 41.8696 | 1
106786 | LS-S11/LB | Limit switch, plastic, screwed terminal, large roller lever, 1no1nc contacts, Yellow | 46.1594 | 1
106787 | LS-S11/LS | Limit switch, plastic, screwed terminal, short roller lever, 1no1nc contacts, Yellow | 41.8696 | 1
106788 | LS-S11/P | Limit switch, plastic, screwed terminal, roller plunger, 1no1nc contacts, Yellow | 41.8696 | 1
106789 | LS-S11/RL | Limit switch, plastic, screwed terminal, rotary lever, 1no1nc contacts, Yellow | 50.2737 | 1
106790 | LS-S11/RLA | Limit switch, plastic, screwed terminal, adjustable roller levers, 1no1nc contacts, Yellow | 50.2737 | 1
106825 | LS-S11-120AFT-ZBZ/X | Safety position switch with interlock, closed-circuid principle, 1no1nc contact, 120VAC | 276.0191 | 1
106826 | LS-S11-120AMT-ZBZ/X | Safety position switch with interlock, open-circuid principle, 1no1nc contact, 120VAC | 266.6406 | 1
106827 | LS-S11-230AFT-ZBZ/X | Safety position switch with interlock, closed-circuid principle, 1no1nc contact, 230VAC | 274.7892 | 1
106828 | LS-S11-230AMT-ZBZ/X | Safety position switch with interlock, open-circuid principle, 1no1nc contact, 230VAC | 265.3338 | 1
106829 | LS-S11-24DFT-ZBZ/X | Safety position switch with interlock, closed-circuid principle, 1no1nc contact, 24VDC | 270.5612 | 1
106830 | LS-S11-24DMT-ZBZ/X | Safety position switch with interlock, open-circuid principle, 1no1nc contact, 24VDC | 261.1826 | 1
116705 | LS-S11A | Limit switch, plastic, screwed terminal, rounded plunger, 1no1nc contacts, Yellow | 28.5486 | 1
176896 | LS-S11A-CC | Limit switch, plastic, screwed terminal, rounded plunger, 1no1nc contacts, Yellow, up to -40°C | 27.377 | 1
176889 | LS-S11-CC | Limit switch, plastic, screwed terminal, rounded plunger, 1no1nc contacts, Yellow, up to -40°C | 26.4545 | 1
177191 | LS-S11-CC-ZB | Safety position switch, screwed terminal, 1no1nc contact, up to -40°C | 69.993 | 1
106791 | LS-S11D | Limit switch, plastic, screwed terminal, rounded plunger, 1no1nc contacts, Yellow | 33.4531 | 1
106792 | LS-S11D/F | Limit switch, plastic, screwed terminal, rounded plunger, 1no1nc contacts, Yellow | 36.2377 | 1
106793 | LS-S11D/L | Limit switch, plastic, screwed terminal, long roller lever, 1no1nc contacts, Yellow | 34.1701 | 1
106794 | LS-S11D/LS | Limit switch, plastic, screwed terminal,short roller lever, 1no1nc contacts, Yellow | 37.5526 | 1
106795 | LS-S11DA | Limit switch, plastic, screwed terminal, rounded plunger, 1no1nc contacts, Yellow | 30.7877 | 1
106796 | LS-S11DA/F | Limit switch, plastic, screwed terminal, rounded plunger, 1no1nc contacts, Yellow | 36.2377 | 1
176893 | LS-S11DA-CC | Limit switch, plastic, screwed terminal, rounded plunger, 1no1nc contacts, Yellow, up to -40°C | 27.3001 | 1
176891 | LS-S11D-CC | Limit switch, plastic, screwed terminal, rounded plunger, 1no1nc contacts, Yellow, up to -40°C | 26.4545 | 1
106797 | LS-S11D-SW | Limit switch, plastic, screwed terminal, rounded plunger, 1no1nc contacts, Black | 28.6353 | 1
106798 | LS-S11S | Limit switch, plastic, screwed terminal, rounded plunger, 1no1nc contacts, Yellow | 30.982 | 1
106799 | LS-S11S/F | Limit switch, plastic, screwed terminal, rounded plunger, 1no1nc contacts, Yellow | 49.3204 | 1
106800 | LS-S11S/L | Limit switch, plastic, screwed terminal, long roller lever, 1no1nc contacts, Yellow | 36.4763 | 1
106801 | LS-S11S/P | Limit switch, plastic, screwed terminal, roller plunger, 1no1nc contacts, Yellow | 36.707 | 1
106802 | LS-S11S/RL | Limit switch, plastic, screwed terminal, rotary lever, 1no1nc contacts, Yellow | 41.3962 | 1
106803 | LS-S11S/RLA | Limit switch, plastic, screwed terminal, adjustable roller levers, 1no1nc contacts, Yellow | 44.1636 | 1
106804 | LS-S11S/RR | Limit switch, plastic, screwed terminal, actuating rod, 1no1nc contacts, Yellow | 44.6249 | 1
106805 | LS-S11S/S | Limit switch, plastic, screwed terminal, spring rod actuator, 1no1nc contacts, Yellow | 45.0861 | 1
144118 | LS-S11S-CC | Limit switch, plastic, screwed terminal, rounded plunger, 1no1nc contacts, Yellow, up to -40°C | 28.789 | 1
177190 | LS-S11S-CC-ZB | Safety position switch, screwed terminal, 1no1nc contact, up to -40°C | 72.2992 | 1
106806 | LS-S11S-SW | Limit switch, plastic, screwed terminal, rounded plunger, 1no1nc contacts, Black | 30.9415 | 1
106807 | LS-S11-SW | Limit switch, plastic, screwed terminal, rounded plunger, 1no1nc contacts, Black | 28.6353 | 1
106877 | LS-S11S-ZB | Safety position switch, screwed terminal, 1no1nc contact | 70.6849 | 1
106876 | LS-S11-ZB | Safety position switch, screwed terminal, 1no1nc contact | 68.3787 | 1
106878 | LS-S11-ZB/X | Safety position switch, screwed terminal, 1no1nc contact | 64.4582 | 1
106808 | LS-S20 | Limit switch, plastic, screwed terminal, rounded plunger, 2no contacts, Yellow | 29.8652 | 1
106809 | LS-S20/F | Limit switch, plastic, screwed terminal, rounded plunger, 2no contacts, Yellow | 36.2377 | 1
106810 | LS-S20A | Limit switch, plastic, screwed terminal, rounded plunger, 2no contacts, Yellow | 26.479 | 1
106811 | LS-S20A/F | Limit switch, plastic, screwed terminal, rounded plunger, 2no contacts, Yellow | 36.2377 | 1
176894 | LS-S20A-CC | Limit switch, plastic, screwed terminal, rounded plunger, 2no contacts, Yellow, up to -40°C | 27.377 | 1
116707 | LS-S20B | Limit switch, plastic, screwed terminal, rounded plunger, 2no contacts, Yellow | 28.5486 | 1
176897 | LS-S20B-CC | Limit switch, plastic, screwed terminal, rounded plunger, 2no contacts, Yellow, up to -40°C | 27.6845 | 1
176892 | LS-S20-CC | Limit switch, plastic, screwed terminal, rounded plunger, 2no contacts, Yellow, up to -40°C | 26.4545 | 1
106812 | LS-S20-SW | Limit switch, plastic, screwed terminal, rounded plunger, 2no contacts, carna | 28.6353 | 1
108956 | LS-X1310-0110-0210-01 | #N/A | 10.6854 | 5
108957 | LS-X1310-0110-0210-02 | #N/A | 33.8242 | 5
266134 | LS-X20 | Screw closure M20 | 1.0762 | 25
116297 | LS-X20-GVP | #N/A | 0.76514 | 900
114026 | LS-XAP | Adapter plate, thickness 2,5mm | 3.0749 | 1
106872 | LS-XB-ZB | Spare actuator to position switches LS-…-ZB | 5.9957 | 1
106831 | LS-XFG-ZBZ | Safety position switch actuator, flat, for doors that do not close precisely | 20.6413 | 1
106832 | LS-XF-ZBZ | Safety position switch actuator, angled, for doors that do not close precisely | 20.7906 | 1
106833 | LS-XG-ZBZ | Safety position switch actuator, flat, for sliding doors | 5.3999 | 1
266123 | LS-XL | Operating head, plastic, long roller lever | 8.3413 | 1
266124 | LS-XLA | Operating head, plastic, angled roller lever | 8.3413 | 1
290178 | LS-XLB | Operating head, plastic, large roller lever | 12.4555 | 1
290177 | LS-XLS | Operating head, plastic, short roller lever | 8.3792 | 1
106834 | LS-XNG-ZBZ | Safety position switch actuator, flat, with increased tolerance | 46.4314 | 1
106835 | LS-XNW-ZBZ | Safety position switch actuator, angled, with increased tolerance | 46.8157 | 1
290190 | LS-XOR | Operating head, plastic, actuating rod | 21.9857 | 1
266125 | LS-XP | Operating head, plastic, roller plunger | 8.3288 | 1
266126 | LS-XRL | Operating head, plastic, rotary lever | 16.7704 | 1
266127 | LS-XRLA | Operating head, plastic, adjustable roller levers 18mm | 18.0373 | 1
266128 | LS-XRLA30 | Operating head, plastic, adjustable roller levers 30mm | 16.7704 | 1
266129 | LS-XRLA40 | Operating head, plastic, adjustable roller levers 40mm | 16.7704 | 1
266130 | LS-XRLA40R | Operating head, plastic, adjustable roller levers 40mm rubber | 31.1336 | 1
107515 | LS-XRL-W1 | Operating head, plastic, rotary lever | 13.597 | 1
266131 | LS-XRR | Operating head, plastic, actuating rod (plastic) | 16.7955 | 1
266132 | LS-XRRM | Operating head, plastic, actuating rod (metal) | 16.7704 | 1
266133 | LS-XS | Operating head, plastic, spring rod actuator | 16.7704 | 1
280909 | LS-XSD-S | Cover, plastic, black | 9.3016 | 1
280980 | LS-XSD-Y | Cover, plastic, yelow | 9.4554 | 1
106836 | LS-XSD-ZBZ | Safety position switch actuator | 14.2215 | 1
106837 | LS-XSK-ZBZ | Dust protection cap for safety position switch | 18.1 | 1
290179 | LS-XTW | Spring terminal twin NC contact | 27.1362 | 1
106838 | LS-XWA-ZBZ | Safety position switch actuator, angled, for swing doors above 250 mm width, long | 27.8281 | 1
106839 | LS-XW-ZBZ | Safety position switch actuator, angled, for swing doors above 250 mm width, short | 6.7734 | 1
114025 | LS-XZRS | Operating head, plastic, roller plunger, center fixing | 24.4457 | 1
114024 | LS-XZS | Operating head, plastic, rounded plunger, center fixing | 20.9864 | 1
50325 | LT284-M6X20-C | Fixing screw | 0.37149 | 100
31571 | LT308.098 | #N/A | 138.0017 | 1
284690 | LTS-100/C00/3-R | #N/A | 179.9717 | 1
269348 | LTS-250/1/3-R | #N/A | 461.1178 | 1
269349 | LTS-L/160/00 | Fuse bar switch disconnector size 00, 160A, busbars dist. 100mm | 135.2223 | 1
120600 | LTS-L/160/00/3-L | Fuse bar switch disconnector size 00, 160A, busbars dist. 100mm | 139.1229 | 1
289997 | LTS-L/160/00-60-10-R | Fuse bar switch disconnector size 00, 160A, busbars dist. 60mm | 188.8407 | 1
269350 | LTS-L/250/1 | Fuse bar switch disconnector size 1, 250A, busbars dist. 185mm | 338.6749 | 1
269351 | LTS-L/400/2 | Fuse bar switch disconnector size 2, 400A, busbars dist. 185mm | 359.4164 | 1
269352 | LTS-L/630/3 | Fuse bar switch disconnector size 3, 630A, busbars dist. 185mm | 427.399 | 1
112908 | LVP-20H12-CS | Ventilation louver for CS box, horizont 154x105mm | 46.0647 | 1
112907 | LVP-20V12-CS | Ventilation louver for CS box, vertical 105x154mm | 14.2404 | 1
112910 | LVP-30H15-CS | Ventilation louver for CS box, horizont 250x130mm | 23.28 | 1
112909 | LVP-30V15-CS | Ventilation louver for CS box, vertical 115x160mm | 18.3268 | 1
208692 | L-W | Indicator light, BA 9s, up to 2.4W, White | 24.7532 | 1
208691 | L-Y | Indicator light, BA 9s, up to 2.4W, Yellow | 24.7532 | 1
111915 | LZMC1-4-A100-I | #N/A | 384.591 | 1
111916 | LZMC1-4-A125-I | #N/A | 616.7178 | 1
111917 | LZMC1-4-A160-I | #N/A | 690.1088 | 1
111908 | LZMC1-4-A20-I | #N/A | 347.2997 | 1
111909 | LZMC1-4-A25-I | #N/A | 343.9255 | 1
111910 | LZMC1-4-A32-I | #N/A | 340.589 | 1
111911 | LZMC1-4-A40-I | #N/A | 337.3779 | 1
111912 | LZMC1-4-A50-I | #N/A | 334.1668 | 1
111913 | LZMC1-4-A63-I | #N/A | 327.7321 | 1
111914 | LZMC1-4-A80-I | #N/A | 348.2655 | 1
111898 | LZMC1-4-ASF20-I | #N/A | 402.4401 | 1
111895 | LZMC1-A100-I | Circuit-breaker, In=100A, Icu=36kA | 235.0758 | 1
111896 | LZMC1-A125-I | Circuit-breaker, In=125A, Icu=36kA | 344.3143 | 1
111897 | LZMC1-A160-I | Circuit-breaker, In=160A, Icu=36kA | 356.7407 | 1
111888 | LZMC1-A20-I | Circuit-breaker, In=20A, Icu=36kA | 270.0851 | 1
111889 | LZMC1-A25-I | Circuit-breaker, In=25A, Icu=36kA | 252.3143 | 1
111890 | LZMC1-A32-I | Circuit-breaker, In=32A, Icu=36kA | 252.3176 | 1
111891 | LZMC1-A40-I | Circuit-breaker, In=40A, Icu=36kA | 252.3176 | 1
111892 | LZMC1-A50-I | Circuit-breaker, In=50A, Icu=36kA | 252.3176 | 1
111893 | LZMC1-A63-I | Circuit-breaker, In=63A, Icu=36kA | 252.3176 | 1
111894 | LZMC1-A80-I | Circuit-breaker, In=80A, Icu=36kA | 252.3176 | 1
111948 | LZMC2-4-A160/100-I | #N/A | 921.6335 | 1
116435 | LZMC2-4-A160-I | #N/A | 688.3151 | 1
111949 | LZMC2-4-A200/125-I | #N/A | 949.116 | 1
116436 | LZMC2-4-A200-I | #N/A | 691.752 | 1
111950 | LZMC2-4-A250/160-I | #N/A | 1087.8953 | 1
116437 | LZMC2-4-A250-I | #N/A | 716.7759 | 1
111951 | LZMC2-4-A300/200-I | #N/A | 1298.9117 | 1
116438 | LZMC2-4-A300-I | #N/A | 717.4031 | 1
111952 | LZMC2-4-VE160/100-I | #N/A | 1151.8161 | 1
116481 | LZMC2-4-VE160-I | #N/A | 1158.9658 | 1
111953 | LZMC2-4-VE250/160-I | #N/A | 1150.8001 | 1
116482 | LZMC2-4-VE250-I | #N/A | 1148.0531 | 1
111938 | LZMC2-A160-I | Circuit-breaker, In=160A, Icu=36kA | 485.7598 | 1
111939 | LZMC2-A200-I | Circuit-breaker, In=200A, Icu=36kA | 553.04 | 1
111940 | LZMC2-A250-I | Circuit-breaker, In=250A, Icu=36kA | 559.0185 | 1
111941 | LZMC2-A300-I | Circuit-breaker, In=300A, Icu=36kA | 808.6097 | 1
111942 | LZMC2-VE160-I | #N/A | 967.9184 | 1
111943 | LZMC2-VE250-I | #N/A | 959.7527 | 1
111960 | LZMC3-4-A320/200-I | #N/A | 1183.6637 | 1
111961 | LZMC3-4-A400/250-I | #N/A | 1182.8358 | 1
116470 | LZMC3-4-A400-I | #N/A | 1185.3821 | 1
111962 | LZMC3-4-A500/320-I | #N/A | 1201.9142 | 1
116471 | LZMC3-4-A500-I | #N/A | 1206.1288 | 1
111963 | LZMC3-4-AE630/400-I | #N/A | 1547.508 | 1
116472 | LZMC3-4-AE630-I | #N/A | 1556.1127 | 1
111964 | LZMC3-4-VE400/250-I | #N/A | 1577.5618 | 1
111965 | LZMC3-4-VE630/400-I | #N/A | 1594.3447 | 1
111954 | LZMC3-A320-I | #N/A | 973.551 | 1
111955 | LZMC3-A400-I | #N/A | 1053.7524 | 1
111956 | LZMC3-A500-I | #N/A | 1324.4675 | 1
111957 | LZMC3-AE630-I | #N/A | 1279.9698 | 1
111958 | LZMC3-VE400-I | #N/A | 1314.8248 | 1
111959 | LZMC3-VE630-I | #N/A | 1362.6397 | 1
111974 | LZMN3-4-A320/200-I | #N/A | 1757.3578 | 1
116473 | LZMN3-4-A320-I | #N/A | 1183.0239 | 1
111975 | LZMN3-4-A400/250-I | #N/A | 1757.3578 | 1
116474 | LZMN3-4-A400-I | #N/A | 1185.3821 | 1
111976 | LZMN3-4-A500/320-I | #N/A | 2167.3741 | 1
116475 | LZMN3-4-A500-I | #N/A | 1206.1288 | 1
111977 | LZMN3-4-AE630/400-I | #N/A | 2502.6071 | 1
116476 | LZMN3-4-AE630-I | #N/A | 1556.1127 | 1
111972 | LZMN3-4-VE400/250-I | #N/A | 1578.2015 | 1
111973 | LZMN3-4-VE630/400-I | #N/A | 1595.0472 | 1
111966 | LZMN3-A320-I | Circuit-breaker, In=320A, Icu=50kA | 978.4109 | 1
111967 | LZMN3-A400-I | Circuit-breaker, In=400A, Icu=50kA | 1047.2725 | 1
111968 | LZMN3-A500-I | Circuit-breaker, In=500A, Icu=50kA | 1376.1652 | 1
111969 | LZMN3-AE630-I | Circuit-breaker, In=630A, Icu=50kA | 1441.6454 | 1
111970 | LZMN3-VE400-I | #N/A | 1311.1349 | 1
111971 | LZMN3-VE630-I | #N/A | 1667.6442 | 1
111987 | LZMN4-4-AE1000/630-I | #N/A | 4992.2067 | 1
116478 | LZMN4-4-AE1000-I | #N/A | 5937.2712 | 1
111988 | LZMN4-4-AE1250/800-I | #N/A | 5896.6183 | 1
116479 | LZMN4-4-AE1250-I | #N/A | 6942.067 | 1
111989 | LZMN4-4-AE1600/1000-I | #N/A | 8134.0845 | 1
116480 | LZMN4-4-AE1600-I | #N/A | 9617.7846 | 1
111986 | LZMN4-4-AE800/500-I | #N/A | 3831.2842 | 1
116477 | LZMN4-4-AE800-I | #N/A | 4515.2091 | 1
111979 | LZMN4-AE1000-I | Circuit-breaker, In=1000A, Icu=50kA | 3416.1326 | 1
111980 | LZMN4-AE1250-I | Circuit-breaker, In=1250A, Icu=50kA | 4215.2025 | 1
111981 | LZMN4-AE1600-I | Circuit-breaker, In=1600A, Icu=50kA | 4642.1162 | 1
111978 | LZMN4-AE800-I | Circuit-breaker, In=800A, Icu=50kA | 2807.4865 | 1
266135 | M12A | Plug connector, Ue=250V, M12x1, 4-pole, A-coded | 22.447 | 1
272202 | M12A5 | Plug connector, Ue=125V, M12x1, 5-pole, A-coded | 36.8222 | 1
266136 | M12B | Plug connector, Ue=250V, M12x1, 4-pole, B-coded | 23.9844 | 1
272203 | M12B5 | Plug connector, Ue=125V, M12x1, 5-pole, B-coded | 22.447 | 1
232189 | M16-COMBINATION-* | RMQ16 complete device | 1.4111 | 1
105740 | M22-00013-01 |  | 20.0639 | 1
105741 | M22-00013-02 |  | 20.7557 | 1
105745 | M22-00013-06 | #N/A | 20.5843 | 1
216374 | M22-A | Fixing adapter, front mount, 3 mounting (LED) locations | 2.143 | 1
279437 | M22-A4 | Fixing adapter, front mount, 4 mounting (LED) locations | 4.2211 | 1
106523 | M22-ADC | Mounting clamp, with dust protection, 3 contacts | 23.924 | 1
106524 | M22-ADC4 | Mounting clamp, with dust protection, 4 contacts | 23.924 | 1
180794 | M22-AFK03SMC10 |  | 40.2815 | #N/A
216503 | M22-AK01 | Contact element, front mount, screw connection, 1NC | 6.6109 | 1
216504 | M22-AK10 | Contact element, front mount, screw connection, 1NO | 6.6109 | 1
216505 | M22-AK11 | Contact element, front mount, screw connection, 1NO/1NC | 11.0009 | 1
229015 | M22-AMC | Acoustic device, IP40, base without buzzer | 16.6046 | 1
231269 | M22-ASI | Adaptor for connection of RMQ-Titan to ASI, screw connection | 118.3846 | 1
231271 | M22-ASI-C | Adaptor for connection of RMQ-Titan to ASI, spring clamp connection | 220.9334 | 1
231272 | M22-ASI-CS | Adaptor for connection of emmergency stop button to ASI, spring clamp connection | 258.2169 | 1
231270 | M22-ASI-S | Adaptor for connection of emmergency stop button to ASI, screw connection | 255.0202 | 1
216388 | M22-B | Blanking plug, IP66, grey | 3.1041 | 1
259401 | M22-CHIP-VKF | #N/A | 0.69186 | 1
259406 | M22-CHIP-VKF-* | #N/A | 0.57147 | 1
216385 | M22-CK01 | Contact element, front mount, 1NC, spring clamp connection | 5.1023 | 1
262510 | M22-CK01D | Contact element, front mount, 1NC, spring clamp connection, delayed | 14.2137 | 1
107899 | M22-CK02 | Contact element, front mount, 2NC, spring clamp connection | 10.9605 | 1
216384 | M22-CK10 | Contact element, front mount, 1NO, spring clamp connection | 5.1023 | 1
107940 | M22-CK11 | Contact element, front mount, 1NO, 1NC, spring clamp connection | 11.1911 | 1
107898 | M22-CK20 | Contact element, front mount, 2NO, spring clamp connection | 11.268 | 1
216387 | M22-CKC01 | Contact element, bottom mount, 1NC, spring clamp connection | 5.1023 | 1
216386 | M22-CKC10 | Contact element, bottom mount, 1NO, spring clamp connection | 5.1023 | 1
218063 | M22-CLED230-B | LED light element, spring clamp connection, front mount, 85-264VAC, 5-15mA, Blue | 15.157 | 1
216577 | M22-CLED230-G | LED light element, spring clamp connection, front mount, 85-264VAC, 5-15mA, Green | 15.157 | 1
216576 | M22-CLED230-R | LED light element, spring clamp connection, front mount, 85-264VAC, 5-15mA, Red | 15.157 | 1
216575 | M22-CLED230-W | LED light element, spring clamp connection, front mount, 85-264VAC, 5-15mA, White | 15.3129 | 1
218061 | M22-CLED-B | LED light element, spring clamp connection, front mount, 12-30VAC/DC, 8-15mA, Blue | 10.2216 | 1
218064 | M22-CLEDC230-B | LED light element, spring clamp connection, base (back) fixing, 85-264VAC, 5-15mA, Blue | 15.157 | 1
216580 | M22-CLEDC230-G | LED light element, spring clamp connection, base (back) fixing, 85-264VAC, 5-15mA, Green | 15.157 | 1
216579 | M22-CLEDC230-R | LED light element, spring clamp connection, base (back) fixing, 85-264VAC, 5-15mA, Red | 15.157 | 1
216578 | M22-CLEDC230-W | LED light element, spring clamp connection, base (back) fixing, 85-264VAC, 5-15mA, White | 15.157 | 1
218062 | M22-CLEDC-B | LED light element, spring clamp connection, base (back) fixing, 12-30VAC/DC, 8-15mA, Blue | 10.2216 | 1
216574 | M22-CLEDC-G | LED light element, spring clamp connection, base (back) fixing, 12-30VAC/DC, 8-15mA, Green | 10.2216 | 1
216573 | M22-CLEDC-R | LED light element, spring clamp connection, base (back) fixing, 12-30VAC/DC, 8-15mA, Red | 10.2216 | 1
216572 | M22-CLEDC-W | LED light element, spring clamp connection, base (back) fixing, 12-30VAC/DC, 8-15mA, White | 10.2216 | 1
216571 | M22-CLED-G | LED light element, spring clamp connection, front mount, 12-30VAC/DC, 8-15mA, Green | 10.2216 | 1
216570 | M22-CLED-R | LED light element, spring clamp connection, front mount, 12-30VAC/DC, 8-15mA, Red | 10.2216 | 1
216569 | M22-CLED-W | LED light element, spring clamp connection, front mount, 12-30VAC/DC, 8-15mA, White | 10.4164 | 1
228298 | M22-COMBINATION-* | Individual complete unit for an order | 1.3413 | 1
279413 | M22-D4-*-* | 4-way push-button, without interlocked, spring-return, individual inscription, titan | 51.163 | 1
279411 | M22-D4-S | 4-way push-button, without interlocked, spring-return, titan | 55.0043 | 1
286336 | M22-D4-S-X7 | 4-way push-button, without interlocked, spring-return, inscription, titan | 52.8094 | 1
216600 | M22-D-B | Pushbutton, flushed, spring-return, titan ring, blue | 6.533 | 1
226770 | M22-DDL-*-*-* | Double pushbutton, raised, white illuminated signal lens, titan ring, individual setup | 17.7287 | 1
284818 | M22-DDLF-*-*-* | Double pushbutton, flushed, white illuminated signal lens, titan ring, individual setup | 24.4923 | 1
284814 | M22-DDLF-GR-X1/X0 | Double pushbutton, flushed, white illuminated signal lens, titan ring, I/O green/red | 24.4457 | 1
284816 | M22-DDLF-WS-X1/X0 | Double pushbutton, flushed, white illuminated signal lens, titan ring, I/O white/black | 24.7532 | 1
216698 | M22-DDL-GR | Double pushbutton, raised, white illuminated signal lens, titan ring, green/red | 16.1441 | 1
216702 | M22-DDL-GR-GB1/GB0 | Double pushbutton, raised, white illuminated signal lens, titan ring, START/STOP green/red | 17.339 | 1
216700 | M22-DDL-GR-X1/X0 | Double pushbutton, raised, white illuminated signal lens, titan ring, I/O green/red | 17.339 | 1
216509 | M22-DDL-GR-X1/X0/K11/230-W | Double push-button with signalling, complete device, 1NO+1NC | 44.0295 | 1
107062 | M22-DDLM-*-*-* | Double pushbutton, partly flushed, white illuminated signal lens, titan ring, individual setup | 20.1574 | 1
284830 | M22-DDLM-GR-X1/X0 | Double pushbutton, partly flushed, white illuminated signal lens, titan ring, I/O green/red | 19.1444 | 1
284832 | M22-DDLM-WS-X1/X0 | Double pushbutton, partly flushed, white illuminated signal lens, titan ring, I/O white/black | 19.1444 | 1
105227 | M22-DDL-S-X226/X26 | #N/A | 18.7028 | 1
218145 | M22-DDL-S-X4/X5 | Double pushbutton, raised, white illuminated signal lens, titan ring, +/- black/black | 17.5079 | 1
216710 | M22-DDL-S-X7/X7 | Double pushbutton, raised, white illuminated signal lens, titan ring, UP/DOWN black/black | 17.339 | 1
216704 | M22-DDL-WS | Double pushbutton, raised, white illuminated signal lens, titan ring, white/black | 16.4948 | 1
216708 | M22-DDL-WS-GB1/GB0 | Double pushbutton, raised, white illuminated signal lens, titan ring, START/STOP white/black | 17.7287 | 1
216706 | M22-DDL-WS-X1/X0 | Double pushbutton, raised, white illuminated signal lens, titan ring, I/O white/black | 17.7287 | 1
216596 | M22-D-G | Pushbutton, flushed, spring-return, titan ring, green | 6.533 | 1
110934 | M22-D-G-K10-BVP | #N/A | 14.6635 | 1
230961 | M22-DGL-X | Pushbutton actuator with protection ring, spring-return, titan ring, without button plate | 12.1308 | 1
132671 | M22-D-GR | Pushbutton, flushed, spring-return, titan ring, grey | 4.6893 | 1
220921 | M22-DG-X | Pushbutton with protection ring, spring-return, titan ring, without button plate | 11.2235 | 1
216607 | M22-D-G-X1 | Pushbutton, flushed, spring-return, titan ring, green I | 7.598 | 1
216512 | M22-D-G-X1/K10 | Push-button green, flush, Complete device 1NO | 14.131 | 1
216522 | M22-D-G-X1/KC11/I | Push-button in enclosure, Complete device, top mounting 1NO+1NC | 36.1122 | 1
110937 | M22-D-G-X1-K10-BVP | #N/A | 15.7285 | 1
216649 | M22-DH-B | Pushbutton, raised, spring-return, titan ring, blue | 8.1045 | 1
216643 | M22-DH-G | Pushbutton, raised, spring-return, titan ring, green | 8.1045 | 1
216657 | M22-DH-G-X1 | Pushbutton, raised, spring-return, titan ring, green I | 9.1825 | 1
216641 | M22-DH-R | Pushbutton, raised, spring-return, titan ring, red | 8.6867 | 1
216655 | M22-DH-R-X0 | Pushbutton, raised, spring-return, titan ring, red O | 9.1825 | 1
216636 | M22-DH-S | Pushbutton, raised, spring-return, titan ring, black | 8.1045 | 1
216659 | M22-DH-S-X0 | Pushbutton, raised, spring-return, titan ring, black O | 9.1825 | 1
216638 | M22-DH-W | Pushbutton, raised, spring-return, titan ring, white | 8.1045 | 1
216661 | M22-DH-W-X1 | Pushbutton, raised, spring-return, titan ring, white I | 9.1825 | 1
216646 | M22-DH-Y | Pushbutton, raised, spring-return, titan ring, yellow | 8.1045 | 1
286340 | M22-DI4-*-* | 4-way push-button, interlocked, individual inscription, titan | 58.1734 | 1
286338 | M22-DI4-S-X7 | 4-way push-button, interlocked, inscription, titan | 59.719 | 1
167429 | M22-DL-A |  | 4.9968 | 10
216931 | M22-DL-B | Pushbutton actuator, Illuminated, flushed, spring-return, titan ring, blue | 9.9359 | 1
216927 | M22-DL-G | Pushbutton actuator, Illuminated, flushed, spring-return, titan ring, green | 9.9359 | 1
110930 | M22-DL-G-K10LED-BVP | #N/A | 28.5477 | 1
216938 | M22-DL-G-X1 | Pushbutton actuator, Illuminated, flushed, spring-return, titan ring, green I | 10.858 | 1
167433 | M22-DLH-A |  | 6.2267 | 5
216973 | M22-DLH-B | Pushbutton actuator, Illuminated, raised, spring-return, titan ring, blue | 11.5074 | 1
216969 | M22-DLH-G | Pushbutton actuator, Illuminated, raised, spring-return, titan ring, green | 11.5074 | 1
216977 | M22-DLH-G-X1 | Pushbutton actuator, Illuminated, raised, spring-return, titan ring, green I | 12.4036 | 1
216967 | M22-DLH-R | Pushbutton actuator, Illuminated, raised, spring-return, titan ring, red | 11.6373 | 1
216975 | M22-DLH-R-X0 | Pushbutton actuator, Illuminated, raised, spring-return, titan ring, red O | 12.4036 | 1
216965 | M22-DLH-W | Pushbutton actuator, Illuminated, raised, spring-return, titan ring, white | 11.1827 | 1
216979 | M22-DLH-W-X0 | Pushbutton actuator, Illuminated, raised, spring-return, titan ring, white O | 12.4036 | 1
216981 | M22-DLH-W-X1 | Pushbutton actuator, Illuminated, raised, spring-return, titan ring, white I | 12.4036 | 1
216971 | M22-DLH-Y | Pushbutton actuator, Illuminated, raised, spring-return, titan ring, yellow | 11.6373 | 1
216925 | M22-DL-R | Pushbutton actuator, Illuminated, flushed, spring-return, titan ring, red | 9.9359 | 1
110932 | M22-DL-R-K10LED-BVP | #N/A | 28.5477 | 1
216936 | M22-DL-R-X0 | Pushbutton actuator, Illuminated, flushed, spring-return, titan ring, red O | 10.858 | 1
216922 | M22-DL-W | Pushbutton actuator, Illuminated, flushed, spring-return, titan ring, white | 9.9359 | 1
110931 | M22-DL-W-K10LED-BVP | #N/A | 28.5477 | 1
216940 | M22-DL-W-X0 | Pushbutton actuator, Illuminated, flushed, spring-return, titan ring, white O | 10.7931 | 1
216942 | M22-DL-W-X1 | Pushbutton actuator, Illuminated, flushed, spring-return, titan ring, white I | 11.0009 | 1
216933 | M22-DL-X | Pushbutton actuator, Illuminated, flushed, spring-return, titan ring, without lens | 8.4552 | 1
216934 | M22-DL-X-GVP | #N/A | 8.2604 | 50
216929 | M22-DL-Y | Pushbutton actuator, Illuminated, flushed, spring-return, titan ring, yellow I | 9.9359 | 1
216716 | M22-DP-G | Mushroom actuator, spring-return, titan ring, green label, green mushroom | 11.2087 | 1
216734 | M22-DP-G-X | Mushroom actuator, spring-return, titan ring, without label, green mushroom | 10.0398 | 1
216722 | M22-DP-G-X1 | Mushroom actuator, spring-return, titan ring, green I label, green mushroom | 12.4555 | 1
216714 | M22-DP-R | Mushroom actuator, spring-return, titan ring, red label, red mushroom | 11.1048 | 1
216731 | M22-DP-R-X | Mushroom actuator, spring-return, titan ring, without label, red mushroom | 10.1307 | 1
216720 | M22-DP-R-X0 | Mushroom actuator, spring-return, titan ring, red O label, red mushroom | 12.4296 | 1
216712 | M22-DP-S | Mushroom actuator, spring-return, titan ring, black label, black mushroom | 11.2087 | 1
216728 | M22-DP-S-X | Mushroom actuator, spring-return, titan ring, without label, black mushroom | 10.0398 | 1
216724 | M22-DP-S-X0 | Mushroom actuator, spring-return, titan ring, black O label, black mushroom | 12.4555 | 1
216726 | M22-DP-W-X1 | Mushroom actuator, spring-return, titan ring, whiteI label, white mushroom | 12.4555 | 1
216718 | M22-DP-Y | Mushroom actuator, spring-return, titan ring, yellow label, yellow mushroom | 11.2087 | 1
216737 | M22-DP-Y-X | Mushroom actuator, spring-return, titan ring, without label, yellow mushroom | 10.0398 | 1
216594 | M22-D-R | Pushbutton, flushed, spring-return, titan ring, red | 6.533 | 1
216623 | M22-DR-B | Pushbutton, flushed, stay-put, titan ring, blue | 11.2866 | 1
216619 | M22-DR-G | Pushbutton, flushed, stay-put, titan ring, green | 11.2866 | 1
216630 | M22-DR-G-X1 | Pushbutton, flushed, stay-put, titan ring, green I | 12.1958 | 1
216673 | M22-DRH-B | Pushbutton, raised, stay-put, titan ring, blue | 12.8192 | 1
216669 | M22-DRH-G | Pushbutton, raised, stay-put, titan ring, green | 12.9751 | 1
216677 | M22-DRH-G-X1 | Pushbutton, raised, stay-put, titan ring, green I | 13.8193 | 1
216667 | M22-DRH-R | Pushbutton, raised, stay-put, titan ring, red | 12.9751 | 1
216675 | M22-DRH-R-X0 | Pushbutton, raised, stay-put, titan ring, red O | 13.8193 | 1
216663 | M22-DRH-S | Pushbutton, raised, stay-put, titan ring, black | 12.9751 | 1
216679 | M22-DRH-S-X0 | Pushbutton, raised, stay-put, titan ring, black O | 13.8193 | 1
216665 | M22-DRH-W | Pushbutton, raised, stay-put, titan ring, white | 12.9751 | 1
216681 | M22-DRH-W-X1 | Pushbutton, raised, stay-put, titan ring, white I | 13.8193 | 1
216671 | M22-DRH-Y | Pushbutton, raised, stay-put, titan ring, yellow | 12.9751 | 1
167431 | M22-DRL-A |  | 8.1486 | 5
216952 | M22-DRL-B | Pushbutton actuator, Illuminated, flushed, stay-put, titan ring, blue | 14.4947 | 1
216948 | M22-DRL-G | Pushbutton actuator, Illuminated, flushed, stay-put, titan ring, green | 14.4947 | 1
216959 | M22-DRL-G-X1 | Pushbutton actuator, Illuminated, flushed, stay-put, titan ring, green I | 15.4428 | 1
167435 | M22-DRLH-A |  | 8.3023 | 5
216802 | M22-DRLH-B | Pushbutton actuator, Illuminated, raised, stay-put, titan ring, blue | 16.2221 | 1
216796 | M22-DRLH-G | Pushbutton actuator, Illuminated, raised, stay-put, titan ring, green | 16.339 | 1
216805 | M22-DRLH-G-X1 | Pushbutton actuator, Illuminated, raised, stay-put, titan ring, green I | 17.1312 | 1
216789 | M22-DRLH-R | Pushbutton actuator, Illuminated, raised, stay-put, titan ring, red | 16.2221 | 1
216804 | M22-DRLH-R-X0 | Pushbutton actuator, Illuminated, raised, stay-put, titan ring, red O | 17.1312 | 1
216788 | M22-DRLH-W | Pushbutton actuator, Illuminated, raised, stay-put, titan ring, white | 16.2221 | 1
216806 | M22-DRLH-W-X0 | Pushbutton actuator, Illuminated, raised, stay-put, titan ring, white O | 17.1312 | 1
216807 | M22-DRLH-W-X1 | Pushbutton actuator, Illuminated, raised, stay-put, titan ring, white I | 17.1312 | 1
216799 | M22-DRLH-Y | Pushbutton actuator, Illuminated, raised, stay-put, titan ring, yellow | 16.2221 | 1
216946 | M22-DRL-R | Pushbutton actuator, Illuminated, flushed, stay-put, titan ring, red | 14.4947 | 1
216957 | M22-DRL-R-X0 | Pushbutton actuator, Illuminated, flushed, stay-put, titan ring, red O | 15.4428 | 1
216944 | M22-DRL-W | Pushbutton actuator, Illuminated, flushed, stay-put, titan ring, white | 14.5206 | 1
216961 | M22-DRL-W-X0 | Pushbutton actuator, Illuminated, flushed, stay-put, titan ring, white O | 15.4428 | 1
216963 | M22-DRL-W-X1 | Pushbutton actuator, Illuminated, flushed, stay-put, titan ring, white I | 15.4428 | 1
216954 | M22-DRL-X | Pushbutton actuator, Illuminated, flushed, stay-put, titan ring, - | 12.988 | 1
216950 | M22-DRL-Y | Pushbutton actuator, Illuminated, flushed, stay-put, titan ring, yellow | 14.6635 | 1
216747 | M22-DRP-G | Mushroom actuator, stay-put, titan ring, green label, green mushroom | 16.0013 | 1
216765 | M22-DRP-G-X | Mushroom actuator, stay-put, titan ring, without label, green mushroom | 14.5986 | 1
216753 | M22-DRP-G-X1 | Mushroom actuator, stay-put, titan ring, greenI I label, green mushroom | 17.1312 | 1
216745 | M22-DRP-R | Mushroom actuator, stay-put, titan ring, red label, red mushroom | 15.6636 | 1
216762 | M22-DRP-R-X | Mushroom actuator, stay-put, titan ring, without label, red mushroom | 14.5986 | 1
216751 | M22-DRP-R-X0 | Mushroom actuator, stay-put, titan ring, red O label, red mushroom | 16.9364 | 1
216743 | M22-DRP-S | Mushroom actuator, stay-put, titan ring, black label, black mushroom | 16.0013 | 1
216759 | M22-DRP-S-X | Mushroom actuator, stay-put, titan ring, without label, black mushroom | 14.5986 | 1
216755 | M22-DRP-S-X0 | Mushroom actuator, stay-put, titan ring, black O label, black mushroom | 17.1312 | 1
216757 | M22-DRP-W-X1 | Mushroom actuator, stay-put, titan ring, whiteI label, white mushroom | 17.1312 | 1
216749 | M22-DRP-Y | Mushroom actuator, stay-put, titan ring, yellow label, yellow mushroom | 16.0013 | 1
216768 | M22-DRP-Y-X | Mushroom actuator, stay-put, titan ring, without label, yellow mushroom | 14.5986 | 1
216617 | M22-DR-R | Pushbutton, flushed, stay-put, titan ring, red | 11.4944 | 1
216628 | M22-DR-R-X0 | Pushbutton, flushed, stay-put, titan ring, red O | 12.1958 | 1
216613 | M22-DR-S | Pushbutton, flushed, stay-put, titan ring, black | 11.2866 | 1
216632 | M22-DR-S-X0 | Pushbutton, flushed, stay-put, titan ring, black O | 12.1958 | 1
216615 | M22-DR-W | Pushbutton, flushed, stay-put, titan ring, white | 11.2866 | 1
216634 | M22-DR-W-X1 | Pushbutton, flushed, stay-put, titan ring, white I | 12.1958 | 1
216625 | M22-DR-X | Pushbutton, flushed, stay-put, titan ring, without button plate | 9.754 | 1
216605 | M22-D-R-X0 | Pushbutton, flushed, spring-return, titan ring, red O | 7.598 | 1
216510 | M22-D-R-X0/K01 | Push-button red, flush, Complete device 1NC | 14.131 | 1
216521 | M22-D-R-X0/KC11/I | Push-button in enclosure, Complete device, top mounting 1NO+1NC | 36.0353 | 1
110936 | M22-D-R-X0-K01-BVP | #N/A | 15.7285 | 1
216621 | M22-DR-Y | Pushbutton, flushed, stay-put, titan ring, yellow | 11.4944 | 1
216590 | M22-D-S | Pushbutton, flushed, spring-return, titan ring, black | 6.533 | 1
110933 | M22-D-S-K10-BVP | #N/A | 14.6635 | 1
216609 | M22-D-S-X0 | Pushbutton, flushed, spring-return, titan ring, black O | 7.611 | 1
216592 | M22-D-W | Pushbutton, flushed, spring-return, titan ring, white | 6.533 | 1
216611 | M22-D-W-X1 | Pushbutton, flushed, spring-return, titan ring, white I | 7.611 | 1
101673 | M22-D-W-X11 | Pushbutton, flushed, spring-return, titan ring, white | 7.611 | 1
216602 | M22-D-X | Pushbutton, flushed, spring-return, titan ring, without button plate | 5.0004 | 1
216603 | M22-D-X-GVP | #N/A | 253.4909 | 50
216598 | M22-D-Y | Pushbutton, flushed, spring-return, titan ring, yellow | 6.533 | 1
254833 | M22-DZ-B | Release button for overload relays, blue | 9.728 | 1
254834 | M22-DZ-B-GB14 | Release button for overload relays, blue, RESET | 10.7151 | 1
271640 | M22-DZ-B-X6 | #N/A | 11.3645 | 1
254835 | M22-DZ-X | Release button for overload relays, without label | 8.1695 | 1
216541 | M22-E1 | Flush mounting plate, alluminium, light elox, IP65, 1 mounting location | 18.6033 | 1
216543 | M22-E2 | Flush mounting plate, alluminium, light elox, IP65, 2 mounting location | 21.832 | 1
216544 | M22-E3 | Flush mounting plate, alluminium, light elox, IP65, 3 mounting location | 25.8294 | 1
216545 | M22-E4 | Flush mounting plate, alluminium, light elox, IP65, 4 mounting location | 30.4418 | 1
216546 | M22-E5 | Flush mounting plate, alluminium, light elox, IP65, 5 mounting location | 36.8222 | 1
101394 | M22-E5-X | #N/A | 37.2835 | 1
216547 | M22-E6 | Flush mounting plate, alluminium, light elox, IP40, 6 mounting location | 41.8959 | 1
216417 | M22-ES-MS* | Spare key MS2-20 | 8.3903 | 1
216416 | M22-ES-MS1 | Spare key MS1 | 8.2084 | 1
111763 | M22-ES-MS10 | Spare key MS10 | 8.9228 | 1
111762 | M22-ES-MS11 |  | 4.843 | 1
111764 | M22-ES-MS2 | Spare key MS2 | 8.9228 | 1
111765 | M22-ES-MS20 |  | 4.843 | 1
111766 | M22-ES-MS3 | Spare key MS3 | 8.9228 | 1
111767 | M22-ES-MS4 | Spare key MS4 | 8.9228 | 1
111768 | M22-ES-MS5 | Spare key MS5 | 8.9228 | 1
111769 | M22-ES-MS6 | Spare key MS6 | 8.9228 | 1
111770 | M22-ES-MS7 | Spare key MS7 | 8.9228 | 1
217444 | M22-ES-SA(*)-* | Spare key SA | 32.5813 | 1
216542 | M22-EY1 | Flush mounting plate, alluminium, yellow, IP65, 1 mounting location | 20.6789 | 1
197230 | M22-FI1 |  | 29.0458 | #N/A
197232 | M22-FI2 |  | 37.3319 | #N/A
197233 | M22-FI3 |  | 41.2521 | #N/A
197234 | M22-FI4 |  | 52.122 | #N/A
197231 | M22-FIY1 |  | 32.0306 | #N/A
180791 | M22-FK01 |  | 8.1445 | #N/A
180793 | M22-FK01SMC10 |  | 22.5238 | #N/A
180792 | M22-FK10 |  | 8.2983 | #N/A
180796 | M22-FLED-B |  | 11.8385 | #N/A
197145 | M22-FLED-B-HP |  | 57.0402 | #N/A
180797 | M22-FLED-G |  | 12.3766 | #N/A
197143 | M22-FLED-G-HP |  | 57.0402 | #N/A
180798 | M22-FLED-R |  | 11.531 | #N/A
180799 | M22-FLED-RG |  | 16.1434 | #N/A
180800 | M22-FLED-RGB |  | 17.6808 | #N/A
197142 | M22-FLED-R-HP |  | 57.0402 | #N/A
180795 | M22-FLED-W |  | 11.7616 | #N/A
197141 | M22-FLED-W-HP |  | 57.0402 | #N/A
274150 | M22-FR-AU | Front ring for M22, not separately, gold | 12.9751 | 1
222885 | M22-F-VKF | #N/A | 9.3016 | 1
216401 | M22-GR | Threaded ring M22 x 1.5mm | 1.8183 | 1
288852 | M22-GR7 | #N/A | 1.8443 | 1
271610 | M22G-XGPV | Guard-ring, emerg. switching off, grey | 12.9751 | 1
216548 | M22-H1 | Shroud, for flush mounting plate, plastic, light grey IP55, 1 mounting location | 4.8835 | 1
216549 | M22-H2 | Shroud, for flush mounting plate, plastic, light grey IP55, 2 mounting location | 9.4423 | 1
216550 | M22-H3 | Shroud, for flush mounting plate, plastic, light grey IP55, 3 mounting location | 14.7284 | 1
216551 | M22-H4 | Shroud, for flush mounting plate, plastic, light grey IP40, 4 mounting location | 19.599 | 1
216552 | M22-H5 | Shroud, for flush mounting plate, plastic, light grey IP40, 5 mounting location | 23.8331 | 1
216553 | M22-H6 | Shroud, for flush mounting plate, plastic, light grey IP40, 6 mounting location | 28.9114 | 1
216535 | M22-I1 | Surface mounting enclosure, IP67, 1 mountig position | 13.914 | 1
107405 | M22-I1/2-M1-ASI | ASI comp. unit (Pushbutton combin., inside the encl., ON/OFF (ON - Illuminated), emerg. switch. off) | 748.1241 | 1
222688 | M22-I12 | Surface mounting enclosure, IP67, 12 mountig position | 152.3626 | 1
118456 | M22-I1MGE-SAL |  | 196.7952 | 1
229233 | M22-I1-PG | #N/A | 15.5856 | 1
216537 | M22-I2 | Surface mounting enclosure, IP67, 2 mountig position | 17.339 | 1
216529 | M22-I2-M1 | Pushbutton actuator, 2N/O+2N/C, surface mounting | 55.5429 | 1
229235 | M22-I2-PG | #N/A | 20.3003 | 1
216538 | M22-I3 | Surface mounting enclosure, IP67, 3 mountig position | 19.1574 | 1
216532 | M22-I3-M1 | Pushbutton actuator, 3N/O+3N/C, surface mounting | 82.1997 | 1
216533 | M22-I3-M2 | Pushbutton actuator, 2N/O+2N/C surface mounting, with LED | 73.6162 | 1
229236 | M22-I3-PG | #N/A | 22.1446 | 1
216539 | M22-I4 | Surface mounting enclosure, IP67, 4 mountig position | 24.4565 | 1
229237 | M22-I4-PG | #N/A | 28.4178 | 1
216540 | M22-I6 | Surface mounting enclosure, IP67, 6 mountig position | 34.2754 | 1
229238 | M22-I6-PG | #N/A | 39.8343 | 1
179981 | M22-INC-SWD | Encoder for system SmartWire-DT | 75.1488 | 1
179983 | M22-INC-SWD-INC | Set of encoder and module for connection to SW-DT | 214.3016 | 1
216400 | M22-IVS | IVS mounting DIN rail adapter (for RMQ-Titan elements) | 6.1433 | 1
216536 | M22-IY1 | Surface mounting enclosure, IP67, for emergency stop button, 1 mountig location, yellow | 14.8323 | 1
229234 | M22-IY1-PG | Surface mounting enclosure, IP67, 1 mountig location, yellow | 17.417 | 1
167798 | M22-IY1-XPV60 |  | 45.5089 | 1
216378 | M22-K01 | Contact element, screw connection, front mount, 1NC | 4.4419 | 1
262165 | M22-K01D | Contact element, screw connection, front mount, 1NC, delayed | 13.3257 | 1
150643 | M22-K01PV6 | #N/A | 6.0325 | 1
121472 | M22-K01SMC10 | Self-monitoring contact, screw connection front mount, 1NC | 20.3782 | 1
121474 | M22-K02SMC10 | Self-monitoring contact, screw connection front mount, 2NC | 32.9247 | 1
216376 | M22-K10 | Contact element, screw connection, front mount, 1NO | 4.4419 | 1
110835 | M22-K10P | Contact element, screw connection, front mount, 1NO, early-make | 13.5855 | 1
216382 | M22-KC01 | Contact element, screw connection, bottom mount, 1NC | 4.4419 | 1
121473 | M22-KC01SMC10 | Self-monitoring contact, screw connection, bottom mount, 1NC | 22.846 | 1
121720 | M22-KC02SMC10 | Self-monitoring contact, screw connection, bottom mount, 2NC | 32.4338 | 1
216380 | M22-KC10 | Contact element, screw connection, bottom mount, 1NO | 4.4951 | 1
222886 | M22-K-VKF | #N/A | 0.85721 | 1
164374 | M22-L-A |  | 2.9212 | 1
268162 | M22-LASER-* | #N/A | 3.8315 | 1
216775 | M22-L-B | Indicator light, flush, IP67, titan ring, Blue | 6.1693 | 1
132610 | M22-L-B-LED-BVP |  | 12.7559 | 1
164376 | M22-LC-A |  | 17.7577 | 1
216911 | M22-LC-B | Indicator light,compact,flush,blue | 17.3733 | 1
216909 | M22-LC-G | Indicator light,compact,flush,green | 17.3733 | 1
164377 | M22-LCH-A |  | 17.7577 | 1
216918 | M22-LCH-B | Indicator light, compact, raised, blue | 17.4502 | 1
216916 | M22-LCH-G | Indicator light, compact, raised, green | 17.5271 | 1
216915 | M22-LCH-R | Indicator light, compact, raised, red | 17.5271 | 1
216914 | M22-LCH-W | Indicator light, compact, raised, white | 17.4502 | 1
216917 | M22-LCH-Y | Indicator light, compact, raised, yellow | 17.5271 | 1
216908 | M22-LC-R | Indicator light,compact,flush,red | 17.4502 | 1
216907 | M22-LC-W | Indicator light,compact,flush,white | 17.3733 | 1
216912 | M22-LC-X | Indicator light,compact,flush, without lens | 15.8359 | 1
216910 | M22-LC-Y | Indicator light,compact,flush,yellow | 17.3733 | 1
279389 | M22-LED12-R | #N/A | 9.7151 | 1
279388 | M22-LED12-W | #N/A | 9.7151 | 1
218059 | M22-LED230-B | LED light element, screw connection, front mount, 85-264VAC, 5-15mA, Blue | 13.3777 | 1
216565 | M22-LED230-G | LED light element, screw connection, front mount, 85-264VAC, 5-15mA, Green | 13.3777 | 1
106521 | M22-LED230H-* | LED light element, screw connection, front mount, 207-264VAC, 12-15mA, custom color | 14.4037 | 1
216564 | M22-LED230-R | LED light element, screw connection, front mount, 85-264VAC, 5-15mA, Red | 13.3777 | 1
216563 | M22-LED230-W | LED light element, screw connection, front mount, 85-264VAC, 5-15mA, White | 13.3777 | 1
218057 | M22-LED-B | LED light element, screw connection, front mount, 12-30VAC/DC, 8-15mA, Blue | 8.9877 | 1
218060 | M22-LEDC230-B | LED light element, screw connection, base (back) fixing, 85-264VAC, 5-15mA, Blue | 13.6634 | 1
216568 | M22-LEDC230-G | LED light element, screw connection, base (back) fixing, 85-264VAC, 5-15mA, Green | 13.5076 | 1
106522 | M22-LEDC230H-* | LED light element, screw connection, base (back) mount, 207-264VAC, 12-15mA, custom color | 14.4037 | 1
216567 | M22-LEDC230-R | LED light element, screw connection, base (back) fixing, 85-264VAC, 5-15mA, Red | 13.5076 | 1
216566 | M22-LEDC230-W | LED light element, screw connection, base (back) fixing, 85-264VAC, 5-15mA, White | 13.3777 | 1
218058 | M22-LEDC-B | LED light element, screw connection, base (back) fixing, 12-30VAC/DC, 8-15mA, Blue | 9.1825 | 1
216562 | M22-LEDC-G | LED light element, screw connection, base (back) fixing, 12-30VAC/DC, 8-15mA, Green | 9.2735 | 1
216561 | M22-LEDC-R | LED light element, screw connection, base (back) fixing, 12-30VAC/DC, 8-15mA, Red | 9.2735 | 1
216560 | M22-LEDC-W | LED light element, screw connection, base (back) fixing, 12-30VAC/DC, 8-15mA, White | 8.9877 | 1
216559 | M22-LED-G | LED light element, screw connection, front mount, 12-30VAC/DC, 8-15mA, Green | 8.9877 | 1
216558 | M22-LED-R | LED light element, screw connection, front mount, 12-30VAC/DC, 8-15mA, Red | 8.9877 | 1
216557 | M22-LED-W | LED light element, screw connection, front mount, 12-30VAC/DC, 8-15mA, White | 8.9877 | 1
216403 | M22-LG | Bulb extractor, for bulb mounting to compact indicator light | 6.481 | 1
216773 | M22-L-G | Indicator light, flush, IP67, titan ring, Green | 6.1693 | 1
110927 | M22-L-G-LED-BVP | #N/A | 19.3652 | 1
164375 | M22-LH-A |  | 2.9981 | 1
216782 | M22-LH-B | Indicator light, raised, IP67, titan ring, Blue | 8.0006 | 1
216780 | M22-LH-G | Indicator light, raised, IP67, titan ring, Green | 8.0136 | 1
216779 | M22-LH-R | Indicator light, raised, IP67, titan ring, Red | 8.0136 | 1
216778 | M22-LH-W | Indicator light, raised, IP67, titan ring, White | 8.0136 | 1
216781 | M22-LH-Y | Indicator light, raised, IP67, titan ring, Yellow | 8.3383 | 1
216772 | M22-L-R | Indicator light, flush, IP67, titan ring, Red | 6.1693 | 1
110926 | M22-L-R-LED-BVP | #N/A | 19.3652 | 1
266137 | M22-LS | Fixing adapter | 2.7794 | 1
189595 | M22-L-T |  | 3.1518 | #N/A
271611 | M22-LT294-3,8X50 | #N/A | 19.2872 | 1
216771 | M22-L-W | Indicator light, flush, IP67, titan ring, White | 6.1693 | 1
110928 | M22-L-W-LED-BVP | #N/A | 19.3652 | 1
216776 | M22-L-X | Indicator light, flush, IP67, titan ring, without lens | 4.6497 | 1
216774 | M22-L-Y | Indicator light, flush, IP67, titan ring, Yellow | 6.1693 | 1
110929 | M22-L-Y-LED-BVP | #N/A | 19.3652 | 1
216402 | M22-MS | Mounting tool, accessories RMQ-Titan | 6.3382 | 1
216397 | M22-PL-PV | Sealable shroud | 8.2864 | 1
216876 | M22-PV | Emerg. stop button, unlock by pulling, opaque, red, 38mm | 26.2878 | 1
216515 | M22-PV/K01 | Emergency stop button, Complete device 1NC | 33.5091 | 1
216516 | M22-PV/K11 | Emergency stop button, Complete device 1NO+1NC | 37.4185 | 1
216524 | M22-PV/KC02/IY | Emergency stop button, Complete device in enclosure 2NC | 50.9131 | 1
216525 | M22-PV/KC11/IY | Emergency stop button, Complete device in enclosure 1NO+1NC | 50.9131 | 1
110939 | M22-PV-2KC01-IY1-BVP | #N/A | 59.1345 | 1
197535 | M22-PV30 |  | 36.5642 | #N/A
152862 | M22-PV45P | Emerg. stop button, unlock by pulling, opaque, red, 45mm | 26.8249 | 1
152863 | M22-PV45P-MPI | Emerg. stop button, unlock by pulling, with mechanical position indicator, 45mm | 35.7259 | 1
152864 | M22-PV60P |  | 11.6078 | 1
152865 | M22-PV60P-MPI |  | 16.374 | 1
178983 | M22-PV-ESS |  | 10.9929 | 1
216878 | M22-PVL | Emerg. stop button, unlock by pulling, illuminated, red, 38mm | 29.8205 | 1
197537 | M22-PVL30 |  | 40.9519 | #N/A
152860 | M22-PVL45P | Emerg. stop button, unlock by pulling, illuminated, red, 45mm | 29.7513 | 1
152861 | M22-PVL60P |  | 14.529 | 1
263469 | M22-PVLT | Emerg. stop button, unlock by turning, illuminated, red, 38mm | 28.7036 | 1
197538 | M22-PVLT30 |  | 39.4893 | #N/A
121460 | M22-PVLT45P | Emerg. stop button, unlock by turning, illuminated, red, 45mm | 29.7513 | 1
121461 | M22-PVLT60P |  | 14.6828 | 1
216879 | M22-PVS | Emerg. stop button, key operated, MS1 locker, 38mm | 55.3161 | 1
216514 | M22-PVS/K01 | Emergency stop button, Complete device with lock 1NC | 61.7192 | 1
216523 | M22-PVS/KC11/IY | Emergency stop button, Complete device in enclosure 1NO+1NC | 78.9153 | 1
121470 | M22-PVS45P-MS* | Emerg. stop button, key operated, MS* locker, 45mm | 66.5494 | 1
121468 | M22-PVS45P-MS1 | Emerg. stop button, key operated, MS1 locker, 45mm | 55.8446 | 1
121466 | M22-PVS45P-RS | Emerg. stop button, key operated, Ronis locker, 45mm | 55.342 | 1
121471 | M22-PVS60P-MS* | Emerg. stop button, key operated, MS* locker, 60mm | 74.2426 | 1
121469 | M22-PVS60P-MS1 | Emerg. stop button, key operated, MS1 locker, 45mm | 82.4333 | 1
121467 | M22-PVS60P-RS |  | 21.5245 | 1
216880 | M22-PVS-MS* | Emerg. stop button, key operated, MS* locker, 38mm | 67.8495 | 1
111771 | M22-PVS-MS2 | Emerg. stop button, key operated, MS1 locker, 38mm | 73.0058 | 1
104826 | M22-PVS-SA(*)-* | Emerg. stop button, key operated, SA locker, 38mm | 283.538 | 1
263467 | M22-PVT | Emerg. stop button, unlock by turning, opaque, red, 38mm | 25.5345 | 1
197536 | M22-PVT30 |  | 35.1016 | #N/A
121462 | M22-PVT45P | Emerg. stop button, unlock by turning, opaque, red, 45mm | 27.197 | 1
121463 | M22-PVT45P-MPI | Emerg. stop button, rotation unlock, with mechanical position indicator, 45mm | 35.4054 | 1
121464 | M22-PVT60P | Emerg. stop button, unlock by turning, opaque, red, 60mm | 32.0934 | 1
121465 | M22-PVT60P-MPI | Emerg. stop button, rotation unlock, with mechanical position indicator, 60mm | 39.5356 | 1
263371 | M22-R*-* | Potentiometer, IP65, titan ring, custom value | 87.7168 | 1
288863 | M22-R*-*-RH | Potentiometer, IP65, robust handling, custom value | 66.3299 | 1
229493 | M22-R100K | Potentiometer, IP65, titan ring, 100 kOhm | 59.1475 | 1
229491 | M22-R10K | Potentiometer, IP65, titan ring, 10 kOhm | 57.55 | 1
229489 | M22-R1K | Potentiometer, IP65, titan ring, 1 kOhm | 57.55 | 1
171157 | M22-R2K2 | Potentiometer, IP65, titan ring, 2,2 kOhm | 58.0793 | 1
229494 | M22-R470K | Potentiometer, IP65, titan ring, 470 kOhm | 58.0306 | 1
229492 | M22-R47K | Potentiometer, IP65, titan ring, 47 kOhm | 58.0306 | 1
229490 | M22-R4K7 | Potentiometer, IP65, titan ring, 4,7 kOhm | 57.55 | 1
107413 | M22-RJ45-SA | Mounting socket RJ45 | 74.8491 | 1
150647 | M22R-SOL-XGPVQ |  | 11.0697 | 1
179292 | M22-R-SWD | Potentiometer for system SmartWire-DT | 84.5501 | 1
179294 | M22-R-SWD-R | Set of potentiometer and module for connection to SW-DT | 201.4759 | 1
150648 | M22R-XGPVQ |  | 8.7635 | 1
216390 | M22S-B | Blanking plug, IP66, black | 3.1041 | 1
279414 | M22S-D4-*-* | 4-way push-button, without interlocked, spring-return, individual inscription, black | 54.277 | 1
279412 | M22S-D4-S | 4-way push-button, without interlocked, spring-return, black | 54.277 | 1
286337 | M22S-D4-S-X7 | 4-way push-button, without interlocked, spring-return, inscription, black | 52.7444 | 1
216601 | M22S-D-B | Pushbutton, flushed, spring-return, black ring, blue | 6.52 | 1
230350 | M22S-DDL-*-*-* | Double pushbutton, raised, white illuminated signal lens, black ring, individual setup | 17.4819 | 1
284819 | M22S-DDLF-*-*-* | Double pushbutton, flushed, white illuminated signal lens, black ring, individual setup | 23.5445 | 1
284815 | M22S-DDLF-GR-X1/X0 | Double pushbutton, flushed, white illuminated signal lens, black ring, I/O green/red | 23.5232 | 1
284817 | M22S-DDLF-WS-X1/X0 | Double pushbutton, flushed, white illuminated signal lens, black ring, I/O white/black | 23.8307 | 1
216699 | M22S-DDL-GR | Double pushbutton, raised, white illuminated signal lens, black ring, green/red | 16.287 | 1
216703 | M22S-DDL-GR-GB1/GB0 | Double pushbutton, raised, white illuminated signal lens, black ring, START/STOP green/red | 17.4819 | 1
216701 | M22S-DDL-GR-X1/X0 | Double pushbutton, raised, white illuminated signal lens, black ring, I/O green/red | 17.326 | 1
284831 | M22S-DDLM-GR-X1/X0 | Double pushbutton, partly flushed, white illuminated signal lens, black ring, I/O green/red | 23.6001 | 1
284833 | M22S-DDLM-WS-X1/X0 | Double pushbutton, partly flushed, white illuminated signal lens, black ring, I/O white/black | 23.8307 | 1
218146 | M22S-DDL-S-X4/X5 | Double pushbutton, raised, white illuminated signal lens, black ring, +/- black/black | 17.4819 | 1
216711 | M22S-DDL-S-X7/X7 | Double pushbutton, raised, white illuminated signal lens, black ring, UP/DOWN black/black | 17.7287 | 1
216705 | M22S-DDL-WS | Double pushbutton, raised, white illuminated signal lens, black ring, white/black | 21.1401 | 1
216709 | M22S-DDL-WS-GB1/GB0 | Double pushbutton, raised, white illuminated signal lens, black ring, START/STOP white/black | 17.7287 | 1
216707 | M22S-DDL-WS-X1/X0 | Double pushbutton, raised, white illuminated signal lens, black ring, I/O white/black | 17.7287 | 1
216597 | M22S-D-G | Pushbutton, flushed, spring-return, black ring, green | 6.6109 | 1
132672 | M22S-D-GR | Pushbutton, flushed, spring-return, black ring, grey | 4.7661 | #N/A
216608 | M22S-D-G-X1 | Pushbutton, flushed, spring-return, black ring, green I | 7.5201 | 1
216650 | M22S-DH-B | Pushbutton, raised, spring-return, titan ring, blue | 8.0006 | 1
216645 | M22S-DH-G | Pushbutton, raised, spring-return, titan ring, green | 8.0006 | 1
216658 | M22S-DH-G-X1 | Pushbutton, raised, spring-return, titan ring, green I | 9.0657 | 1
216642 | M22S-DH-R | Pushbutton, raised, spring-return, titan ring, red | 8.0006 | 1
216656 | M22S-DH-R-X0 | Pushbutton, raised, spring-return, titan ring, red O | 9.0657 | 1
216637 | M22S-DH-S | Pushbutton, raised, spring-return, titan ring, black | 8.0006 | 1
216660 | M22S-DH-S-X0 | Pushbutton, raised, spring-return, titan ring, black O | 9.1825 | 1
216639 | M22S-DH-W | Pushbutton, raised, spring-return, titan ring, white | 8.1045 | 1
216662 | M22S-DH-W-X1 | Pushbutton, raised, spring-return, titan ring, white I | 9.1825 | 1
216647 | M22S-DH-Y | Pushbutton, raised, spring-return, titan ring, yellow | 8.1045 | 1
286341 | M22S-DI4-*-* | 4-way push-button, interlocked, individual inscription, black | 58.1734 | 1
286339 | M22S-DI4-S-X7 | 4-way push-button, interlocked, inscription, black | 59.719 | 1
167430 | M22S-DL-A |  | 5.0736 | 10
216932 | M22S-DL-B | Pushbutton actuator, Illuminated, flushed, spring-return, black ring, blue | 9.9618 | 1
216928 | M22S-DL-G | Pushbutton actuator, Illuminated, flushed, spring-return, black ring, green | 9.9618 | 1
216939 | M22S-DL-G-X1 | Pushbutton actuator, Illuminated, flushed, spring-return, black ring, green I | 10.7931 | 1
167434 | M22S-DLH-A |  | 6.3036 | 5
216974 | M22S-DLH-B | Pushbutton actuator, Illuminated, raised, spring-return, black ring, blue | 11.1567 | 1
216970 | M22S-DLH-G | Pushbutton actuator, Illuminated, raised, spring-return, black ring, green | 11.1567 | 1
216978 | M22S-DLH-G-X1 | Pushbutton actuator, Illuminated, raised, spring-return, black ring, green I | 12.2477 | 1
216968 | M22S-DLH-R | Pushbutton actuator, Illuminated, raised, spring-return, black ring, red | 11.3126 | 1
216976 | M22S-DLH-R-X0 | Pushbutton actuator, Illuminated, raised, spring-return, black ring, red O | 12.4036 | 1
216966 | M22S-DLH-W | Pushbutton actuator, Illuminated, raised, spring-return, black ring, white | 11.3126 | 1
216980 | M22S-DLH-W-X0 | Pushbutton actuator, Illuminated, raised, spring-return, black ring, white O | 12.2477 | 1
216982 | M22S-DLH-W-X1 | Pushbutton actuator, Illuminated, raised, spring-return, black ring, white I | 12.4036 | 1
216972 | M22S-DLH-Y | Pushbutton actuator, Illuminated, raised, spring-return, black ring, yellow | 11.3126 | 1
216926 | M22S-DL-R | Pushbutton actuator, Illuminated, flushed, spring-return, black ring, red | 9.9618 | 1
216937 | M22S-DL-R-X0 | Pushbutton actuator, Illuminated, flushed, spring-return, black ring, red O | 10.7931 | 1
216924 | M22S-DL-W | Pushbutton actuator, Illuminated, flushed, spring-return, black ring, white | 9.9618 | 1
216941 | M22S-DL-W-X0 | Pushbutton actuator, Illuminated, flushed, spring-return, black ring, white O | 10.7931 | 1
216943 | M22S-DL-W-X1 | Pushbutton actuator, Illuminated, flushed, spring-return, black ring, white I | 10.7931 | 1
216935 | M22S-DL-X | Pushbutton actuator, Illuminated, flushed, spring-return, black ring, without lens | 8.3253 | 1
216930 | M22S-DL-Y | Pushbutton actuator, Illuminated, flushed, spring-return, black ring, yellow | 9.9618 | 1
216717 | M22S-DP-G | Mushroom actuator, spring-return, black ring, green label, green mushroom | 11.3515 | 1
216736 | M22S-DP-G-X | Mushroom actuator, spring-return, black ring, without label, green mushroom | 10.0398 | 1
216723 | M22S-DP-G-X1 | Mushroom actuator, spring-return, black ring, green I label, green mushroom | 12.4555 | 1
216715 | M22S-DP-R | Mushroom actuator, spring-return, black ring, red label, red mushroom | 11.3515 | 1
216733 | M22S-DP-R-X | Mushroom actuator, spring-return, black ring, without label, red mushroom | 10.0398 | 1
216721 | M22S-DP-R-X0 | Mushroom actuator, spring-return, black ring, red O label, red mushroom | 12.2867 | 1
216713 | M22S-DP-S | Mushroom actuator, spring-return, black ring, black label, black mushroom | 11.1957 | 1
216730 | M22S-DP-S-X | Mushroom actuator, spring-return, black ring, without label, black mushroom | 9.9099 | 1
216725 | M22S-DP-S-X0 | Mushroom actuator, spring-return, black ring, black O label, black mushroom | 12.2867 | 1
216727 | M22S-DP-W-X1 | Mushroom actuator, spring-return, black ring, whiteI label, white mushroom | 12.2867 | 1
216719 | M22S-DP-Y | Mushroom actuator, spring-return, black ring, yellow label, yellow mushroom | 11.1957 | 1
216739 | M22S-DP-Y-X | Mushroom actuator, spring-return, black ring, without label, yellow mushroom | 10.0398 | 1
216595 | M22S-D-R | Pushbutton, flushed, spring-return, black ring, red | 6.6109 | 1
216624 | M22S-DR-B | Pushbutton, flushed, stay-put, black ring, blue | 11.2866 | 1
216620 | M22S-DR-G | Pushbutton, flushed, stay-put, black ring, green | 11.2866 | 1
216631 | M22S-DR-G-X1 | Pushbutton, flushed, stay-put, black ring, green I | 12.1958 | 1
216674 | M22S-DRH-B | Pushbutton, raised, stay-put, titan ring, blue | 12.9751 | 1
216670 | M22S-DRH-G | Pushbutton, raised, stay-put, titan ring, green | 12.9751 | 1
216678 | M22S-DRH-G-X1 | Pushbutton, raised, stay-put, titan ring, green I | 13.8193 | 1
216668 | M22S-DRH-R | Pushbutton, raised, stay-put, titan ring, red | 12.9751 | 1
216676 | M22S-DRH-R-X0 | Pushbutton, raised, stay-put, titan ring, red O | 13.8193 | 1
216664 | M22S-DRH-S | Pushbutton, raised, stay-put, titan ring, black | 12.9751 | 1
216680 | M22S-DRH-S-X0 | Pushbutton, raised, stay-put, titan ring, black O | 13.8193 | 1
216666 | M22S-DRH-W | Pushbutton, raised, stay-put, titan ring, white | 12.9751 | 1
216682 | M22S-DRH-W-X1 | Pushbutton, raised, stay-put, titan ring, white I | 13.8193 | 1
216672 | M22S-DRH-Y | Pushbutton, raised, stay-put, titan ring, yellow | 12.9751 | 1
167432 | M22S-DRL-A |  | 8.3023 | 5
216953 | M22S-DRL-B | Pushbutton actuator, Illuminated, flushed, stay-put, black ring, blue | 14.5206 | 1
216949 | M22S-DRL-G | Pushbutton actuator, Illuminated, flushed, stay-put, black ring, green | 14.5206 | 1
216960 | M22S-DRL-G-X1 | Pushbutton actuator, Illuminated, flushed, stay-put, black ring, green I | 15.4428 | 1
167436 | M22S-DRLH-A |  | 8.3792 | 5
216803 | M22S-DRLH-B | Pushbutton actuator, Illuminated, raised, stay-put, black ring, blue | 16.2221 | 1
216798 | M22S-DRLH-G | Pushbutton actuator, Illuminated, raised, stay-put, black ring, green | 16.2221 | 1
216809 | M22S-DRLH-G-X1 | Pushbutton actuator, Illuminated, raised, stay-put, black ring, green I | 17.1312 | 1
216792 | M22S-DRLH-R | Pushbutton actuator, Illuminated, raised, stay-put, black ring, red | 16.2221 | 1
216808 | M22S-DRLH-R-X0 | Pushbutton actuator, Illuminated, raised, stay-put, black ring, red O | 17.1312 | 1
216791 | M22S-DRLH-W | Pushbutton actuator, Illuminated, raised, stay-put, black ring, white | 16.2221 | 1
216810 | M22S-DRLH-W-X0 | Pushbutton actuator, Illuminated, raised, stay-put, black ring, white O | 17.1312 | 1
216811 | M22S-DRLH-W-X1 | Pushbutton actuator, Illuminated, raised, stay-put, black ring, white I | 17.1312 | 1
216801 | M22S-DRLH-Y | Pushbutton actuator, Illuminated, raised, stay-put, black ring, yellow | 16.2221 | 1
216947 | M22S-DRL-R | Pushbutton actuator, Illuminated, flushed, stay-put, black ring, red | 14.5206 | 1
216958 | M22S-DRL-R-X0 | Pushbutton actuator, Illuminated, flushed, stay-put, black ring, red O | 15.4428 | 1
216945 | M22S-DRL-W | Pushbutton actuator, Illuminated, flushed, stay-put, black ring, white | 14.5206 | 1
216962 | M22S-DRL-W-X0 | Pushbutton actuator, Illuminated, flushed, stay-put, black ring, white O | 15.4428 | 1
216964 | M22S-DRL-W-X1 | Pushbutton actuator, Illuminated, flushed, stay-put, black ring, white I | 15.4428 | 1
216956 | M22S-DRL-X | Pushbutton actuator, Illuminated, flushed, stay-put, black ring, - | 13.1179 | 1
216951 | M22S-DRL-Y | Pushbutton actuator, Illuminated, flushed, stay-put, black ring, yellow | 14.5206 | 1
216748 | M22S-DRP-G | Mushroom actuator, stay-put, black ring, green label, green mushroom | 16.0013 | 1
216767 | M22S-DRP-G-X | Mushroom actuator, stay-put, black ring, without label, green mushroom | 14.5986 | 1
216754 | M22S-DRP-G-X1 | Mushroom actuator, stay-put, black ring, green I label, green mushroom | 17.1312 | 1
216746 | M22S-DRP-R | Mushroom actuator, stay-put, black ring, red label, red mushroom | 16.0013 | 1
216764 | M22S-DRP-R-X | Mushroom actuator, stay-put, black ring, without label, red mushroom | 14.5986 | 1
216752 | M22S-DRP-R-X0 | Mushroom actuator, stay-put, black ring, red O label, red mushroom | 17.1312 | 1
216744 | M22S-DRP-S | Mushroom actuator, stay-put, black ring, black label, black mushroom | 16.0013 | 1
216761 | M22S-DRP-S-X | Mushroom actuator, stay-put, black ring, without label, black mushroom | 14.5986 | 1
216756 | M22S-DRP-S-X0 | Mushroom actuator, stay-put, black ring, black O label, black mushroom | 17.1312 | 1
216758 | M22S-DRP-W-X1 | Mushroom actuator, stay-put, black ring, whiteI label, white mushroom | 17.1312 | 1
216750 | M22S-DRP-Y | Mushroom actuator, stay-put, black ring, yellow label, yellow mushroom | 16.0013 | 1
216770 | M22S-DRP-Y-X | Mushroom actuator, stay-put, black ring, without label, yellow mushroom | 14.5986 | 1
216618 | M22S-DR-R | Pushbutton, flushed, stay-put, black ring, red | 11.2866 | 1
216629 | M22S-DR-R-X0 | Pushbutton, flushed, stay-put, black ring, red O | 12.1958 | 1
216614 | M22S-DR-S | Pushbutton, flushed, stay-put, black ring, black | 11.2866 | 1
216633 | M22S-DR-S-X0 | Pushbutton, flushed, stay-put, black ring, black O | 12.1958 | 1
216616 | M22S-DR-W | Pushbutton, flushed, stay-put, black ring, white | 11.2866 | 1
216635 | M22S-DR-W-X1 | Pushbutton, flushed, stay-put, black ring, white I | 12.1958 | 1
216627 | M22S-DR-X | Pushbutton, flushed, stay-put, black ring, without button plate | 9.9618 | 1
216606 | M22S-D-R-X0 | Pushbutton, flushed, spring-return, black ring, red O | 7.611 | 1
216622 | M22S-DR-Y | Pushbutton, flushed, stay-put, black ring, yellow | 11.2866 | 1
216591 | M22S-D-S | Pushbutton, flushed, spring-return, black ring, black | 6.6109 | 1
216610 | M22S-D-S-X0 | Pushbutton, flushed, spring-return, black ring, black O | 7.611 | 1
216593 | M22S-D-W | Pushbutton, flushed, spring-return, black ring, white | 6.6109 | 1
216612 | M22S-D-W-X1 | Pushbutton, flushed, spring-return, black ring, white I | 7.611 | 1
216604 | M22S-D-X | Pushbutton, flushed, spring-return, black ring, without button plate | 5.1692 | 1
216599 | M22S-D-Y | Pushbutton, flushed, spring-return, black ring, yellow | 6.6109 | 1
271641 | M22S-DZ-B-X6 | #N/A | 11.3645 | 1
150646 | M22-SOL-IR1Q |  | 24.4457 | 1
150672 | M22-SOL-PVT45P-MPI |  | 21.4476 | 1
150645 | M22-SOL-PVT45PMPI02Q | Fireman switch, surface mounting, PV, 2N/C | 61.1728 | 1
150644 | M22-SOL-PVT45PMPI11Q | Fireman switch, surface mounting, PV, 1N/O+1N/C | 59.4048 | 1
150673 | M22-SOL-PVT45P-MPIQ |  | 21.4476 | 1
225528 | M22S-PV | Emerg. stop pushbutton, opaque | 26.8593 | 1
197539 | M22S-PV30 |  | 36.5642 | #N/A
230962 | M22S-PVL | Emerg. stop pushbutton, illuminated, black | 29.7816 | 1
197541 | M22S-PVL30 |  | 40.9519 | #N/A
271540 | M22S-PVLT | Emerg. stop pushbutton, illuminated, black, turn release | 28.9374 | 1
197542 | M22S-PVLT30 |  | 39.4893 | #N/A
271499 | M22S-PVT | Emerg. stop pushbutton, opaque, turn release | 26.093 | 1
197540 | M22S-PVT30 |  | 35.1016 | #N/A
263372 | M22S-R*-* | Potentiometer, IP65, black ring, custom value | 88.8762 | 1
288864 | M22S-R*-*-RH | #N/A | 66.3299 | 1
232235 | M22S-R100K | Potentiometer, IP65, black ring, 100 kOhm | 58.8098 | 1
232233 | M22S-R10K | Potentiometer, IP65, black ring, 10 kOhm | 58.1085 | 1
232231 | M22S-R1K | Potentiometer, IP65, black ring, 1 kOhm | 58.8098 | 1
216408 | M22S-R30 | Set of adapter rings, 30/22.5mm | 3.1041 | 1
232236 | M22S-R470K | Potentiometer, IP65, black ring, 470 kOhm | 58.8098 | 1
232234 | M22S-R47K | Potentiometer, IP65, black ring, 47 kOhm | 58.8098 | 1
232232 | M22S-R4K7 | Potentiometer, IP65, black ring, 4,7 kOhm | 58.8098 | 1
147537 | M22S-RJ45-SA |  | 45.1245 | #N/A
216490 | M22S-ST-D10 | Carrier + label (complet), 30x50mm, rounded, black Aus Ein | 2.4158 | 1
216492 | M22S-ST-D11 | Carrier + label (complet), 30x50mm, rounded, black HAND AUTO | 2.4418 | 1
216493 | M22S-ST-D12 | Carrier + label (complet), 30x50mm, rounded, black HAND 0 AUTO | 2.4158 | 1
218299 | M22S-ST-D5 | Carrier + label (complet), 30x50mm, rounded, black Aus | 2.4158 | 1
216487 | M22S-ST-D6 | Carrier + label (complet), 30x50mm, rounded, black Ein | 2.4158 | 1
216488 | M22S-ST-D7 | Carrier + label (complet), 30x50mm, rounded, black Betrieb | 2.4158 | 1
216489 | M22S-ST-D8 | Carrier + label (complet), 30x50mm, rounded, black Storung | 2.4158 | 1
216394 | M22S-STDD-X | Label mount without label, rounded, black, width 30mm, for double actuator pushbutton | 0.8456 | 10
256791 | M22S-ST-F0 | Carrier + label (complet), 30x50mm, rounded, black ARRET | 2.4158 | 1
256792 | M22S-ST-F1 | Carrier + label (complet), 30x50mm, rounded, black MARCHE | 2.4158 | 1
256794 | M22S-ST-F10 | Carrier + label (complet), 30x50mm, rounded, black ARRET MARCHE | 2.4158 | 1
256795 | M22S-ST-F67 | Carrier + label (complet), 30x50mm, rounded, black DEFAUT | 2.4158 | 1
256796 | M22S-ST-F68 | Carrier + label (complet), 30x50mm, rounded, black SOUS TENSION | 2.4158 | 1
256793 | M22S-ST-F7 | Carrier + label (complet), 30x50mm, rounded, black EN SERVICE | 2.4158 | 1
216494 | M22S-ST-GB0 | Carrier + label (complet), 30x50mm, rounded, black STOP | 2.4158 | 1
216495 | M22S-ST-GB1 | Carrier + label (complet), 30x50mm, rounded, black START | 2.4158 | 1
216499 | M22S-ST-GB10 | Carrier + label (complet), 30x50mm, rounded, black OFF ON | 2.3898 | 1
216500 | M22S-ST-GB11 | Carrier + label (complet), 30x50mm, rounded, black MAN. AUTO | 2.4158 | 1
216501 | M22S-ST-GB12 | Carrier + label (complet), 30x50mm, rounded, black MAN. 0 AUTO | 2.4158 | 1
218300 | M22S-ST-GB5 | Carrier + label (complet), 30x50mm, rounded, black OFF | 2.4158 | 1
216496 | M22S-ST-GB6 | Carrier + label (complet), 30x50mm, rounded, black ON | 2.4418 | 1
216497 | M22S-ST-GB7 | Carrier + label (complet), 30x50mm, rounded, black RUN | 2.4158 | 1
216498 | M22S-ST-GB8 | Carrier + label (complet), 30x50mm, rounded, black FAULT | 2.4418 | 1
216392 | M22S-ST-X | Label mount without label, rounded, black, width 30mm | 0.76629 | 25
256797 | M22S-ST-X52 | Carrier + label (complet), 30x50mm, rounded, black 1 | 2.4158 | 1
256798 | M22S-ST-X53 | Carrier + label (complet), 30x50mm, rounded, black 2 | 2.4158 | 1
216485 | M22S-ST-X88 | Carrier + label (complet), 30x50mm, rounded, black -0I | 2.4158 | 1
218147 | M22S-ST-X89 | Carrier + label (complet), 30x50mm, rounded, black 0-I | 2.3898 | 1
216486 | M22S-ST-X93 | Carrier + label (complet), 30x50mm, rounded, black I-0-II | 2.4158 | 1
216393 | M22S-ST-X-GVP | #N/A | 0.79227 | 500
147541 | M22S-USB | USB 3.0 A/A, black ring | 85.8137 | 1
147535 | M22S-USB-SA | USB 3.0 A/A with connection cable 60 cm, black ring | 66.1741 | 1
216854 | M22S-W | Selector switch, 2 positions, spring-return, black ring, I-O | 16.0013 | 1
216862 | M22S-W3 | Selector switch, 3 positions, spring-return, black ring, 40°, I-O-II | 16.0013 | 1
116016 | M22-SWD-A4 | SWD, 4-way adapter for joystick, 4-way push and select switches | 2.3831 | 1
115990 | M22-SWD-I1-LP01 | SWD, PCB for enclosure, 1 installation position | 152.9775 | 1
115991 | M22-SWD-I2-LP01 | SWD, PCB for enclosure, 2 installation positions | 127.225 | 1
115992 | M22-SWD-I3-LP01 | SWD, PCB for enclosure, 3 installation positions | 191.2604 | 1
115993 | M22-SWD-I4-LP01 | SWD, PCB for enclosure, 4 installation positions | 225.9301 | 1
115994 | M22-SWD-I6-LP01 | SWD, PCB for enclosure, 6 installation positions | 218.3966 | 1
179982 | M22-SWD-INC | Module for connection of encoder to SmartWire-DT | 141.9546 | 1
115964 | M22-SWD-K11 | SWD, Function element, 2 positions | 76.6123 | 1
115973 | M22-SWD-K11LED-B | SWD, Function element, 2 positions, LED blue | 78.2266 | 1
116004 | M22-SWD-K11LEDC-B | SWD, Function element, 2 positions, LED blue | 76.9966 | 1
116005 | M22-SWD-K11LEDC-G | SWD, Function element, 2 positions, LED green | 77.0735 | 1
116006 | M22-SWD-K11LEDC-R | SWD, Function element, 2 positions, LED red | 76.8429 | 1
116003 | M22-SWD-K11LEDC-W | SWD, Function element, 2 positions, LED white | 77.0735 | 1
115974 | M22-SWD-K11LED-G | SWD, Function element, 2 positions, LED green | 78.3035 | 1
115975 | M22-SWD-K11LED-R | SWD, Function element, 2 positions, LED red | 78.0729 | 1
115972 | M22-SWD-K11LED-W | SWD, Function element, 2 positions, LED white | 78.3035 | 1
115965 | M22-SWD-K22 | SWD, Function element, 3 positions | 100.4653 | 1
115979 | M22-SWD-K22LED-B | SWD, Function element, 3 positions, LED blue | 102.0796 | 1
116010 | M22-SWD-K22LEDC-B | SWD, Function element, 3 positions, LED blue | 101.6184 | 1
116011 | M22-SWD-K22LEDC-G | SWD, Function element, 3 positions, LED green | 101.6184 | 1
116012 | M22-SWD-K22LEDC-R | SWD, Function element, 3 positions, LED red | 101.3877 | 1
116009 | M22-SWD-K22LEDC-W | SWD, Function element, 3 positions, LED white | 101.6184 | 1
115980 | M22-SWD-K22LED-G | SWD, Function element, 3 positions, LED green | 102.0796 | 1
115981 | M22-SWD-K22LED-R | SWD, Function element, 3 positions, LED red | 101.849 | 1
115978 | M22-SWD-K22LED-W | SWD, Function element, 3 positions, LED white | 102.0796 | 1
115995 | M22-SWD-KC11 | SWD, Function element, 2 positions | 77.996 | 1
115996 | M22-SWD-KC22 | SWD, Function element, 3 positions | 99.5428 | 1
115967 | M22-SWD-LED-B | SWD, Function element, LED blue | 57.2705 | 1
115998 | M22-SWD-LEDC-B | SWD, Function element, LED blue | 55.9636 | 1
115999 | M22-SWD-LEDC-G | SWD, Function element, LED green | 55.9636 | 1
116000 | M22-SWD-LEDC-R | SWD, Function element, LED red | 55.733 | 1
115997 | M22-SWD-LEDC-W | SWD, Function element, LED white | 55.9636 | 1
115968 | M22-SWD-LED-G | SWD, Function element, LED green | 57.2705 | 1
115969 | M22-SWD-LED-R | SWD, Function element, LED red | 57.1167 | 1
115966 | M22-SWD-LED-W | SWD, Function element, LED white | 57.2705 | 1
147637 | M22-SWD-NOP | SWD, Universal module | 55.0412 | 1
147638 | M22-SWD-NOPC | SWD, Universal module | 56.963 | 1
179293 | M22-SWD-R | Module for connection of potentiometer to SmartWire-DT | 133.7984 | 1
116698 | M22-SWD-SEL8-10 | SWD, Device connector cable jumper, base | 31.9024 | 5
289197 | M22S-WJ2H | Joystick, 2 positions, horizontal, spring-return, black ring | 61.1996 | 1
289198 | M22S-WJ2V | Joystick, 2 positions, vertical, spring-return, black ring | 61.1996 | 1
279418 | M22S-WJ4 | Joystick, 4 positions, spring-return, black ring | 63.0569 | 1
178572 | M22S-WJS2H |  | 74.1057 | 1
178573 | M22S-WJS2V |  | 74.0288 | 1
178569 | M22S-WJS4 |  | 73.4138 | 1
216866 | M22S-WK | Selector switch, toogle, 2 positions, spring-return, black ring, 40° | 15.235 | 1
216871 | M22S-WK3 | Selector switch, 3 positions, spring-return, black ring, 40°, I-O-II | 15.235 | 1
216875 | M22S-WKV | Selector switch, toogle, 2 positions, stay-put, black ring, 60° | 15.235 | 1
216842 | M22S-WLK3-B | Selector switch, Illuminated, 3 positions, Spring-return, black ring, 40°, Blue | 18.508 | 1
216838 | M22S-WLK3-G | Selector switch, Illuminated, 3 positions, Spring-return, black ring, 40°, Green | 18.508 | 1
216836 | M22S-WLK3-R | Selector switch, Illuminated, 3 positions, Spring-return, black ring, 40°, Red | 18.508 | 1
216834 | M22S-WLK3-W | Selector switch, Illuminated, 3 positions, Spring-return, black ring, 40°, White | 18.2742 | 1
216840 | M22S-WLK3-Y | Selector switch, Illuminated, 3 positions, Spring-return, black ring, 40°, Yellow | 18.2742 | 1
216821 | M22S-WLK-B | Selector switch, Illuminated, 2 positions, Spring-return, black ring, 40°, Blue | 18.2872 | 1
216817 | M22S-WLK-G | Selector switch, Illuminated, 2 positions, Spring-return, black ring, 40°, Green | 18.508 | 1
216815 | M22S-WLK-R | Selector switch, Illuminated, 2 positions, Spring-return, black ring, 40°, Red | 18.508 | 1
284544 | M22S-WLKV-B | Selector switch, Illuminated, 2 positions (V), Stay-put, black ring, 60°, Blue | 17.417 | 1
284540 | M22S-WLKV-G | Selector switch, Illuminated, 2 positions (V), Stay-put, black ring, 60°, Green | 17.417 | 1
284399 | M22S-WLKV-R | Selector switch, Illuminated, 2 positions (V), Stay-put, black ring, 60°, Red | 17.417 | 1
284398 | M22S-WLKV-W | Selector switch, Illuminated, 2 positions (V), Stay-put, black ring, 60°, White | 17.417 | 1
284543 | M22S-WLKV-Y | Selector switch, Illuminated, 2 positions (V), Stay-put, black ring, 60°, Yellow | 17.417 | 1
216813 | M22S-WLK-W | Selector switch, Illuminated, 2 positions, Spring-return, black ring, 40°, White | 18.508 | 1
216819 | M22S-WLK-Y | Selector switch, Illuminated, 2 positions, Spring-return, black ring, 40°, Yellow | 18.508 | 1
216856 | M22S-WR | Selector switch, 2 positions, stay-put, black ring, I-O | 16.0013 | 1
226837 | M22S-WR-* | Selector switch, 2 positions, stay-put, black ring, individual inscription | 16.0013 | 1
216864 | M22S-WR3 | Selector switch, 3 positions, stay-put, black ring, 60°, I-O-II | 16.0013 | 1
226841 | M22S-WR3-* | Selector switch, 3 positions, stay-put, black ring, 60°, individual inscription | 16.0013 | 1
226839 | M22S-WR3-X94 | Selector switch, 3 positions, stay-put, black ring, 60°, AUTO-0-MAN | 16.0013 | 1
279430 | M22S-WR4 | Selector switch, 4 positions, stay-put, black ring | 32.6711 | 1
289241 | M22S-WRJ2H | Joystick, 2 positions, stay-put, horizontal, black ring | 61.1996 | 1
289242 | M22S-WRJ2V | Joystick, 2 positions, stay-put, vertical, black ring | 61.1996 | 1
279416 | M22S-WRJ4 | Joystick, 4 positions, stay-put, black ring | 63.0569 | 1
178576 | M22S-WRJS2H |  | 73.4907 | 1
178577 | M22S-WRJS2V |  | 73.4907 | 1
178567 | M22S-WRJS4 |  | 72.8757 | 1
216869 | M22S-WRK | Selector switch, toogle, 2 positions, stay-put, black ring, 60° | 15.0531 | 1
216873 | M22S-WRK3 | Selector switch, 3 positions, stay-put, black ring, 60°, I-O-II | 15.235 | 1
217437 | M22S-WRK3-* | Selector switch, 3 positions, stay-put, black ring, custom lock | 15.235 | 1
279432 | M22S-WRK4 | Selector switch, toogle, 4 positions, stay-put, black ring | 31.1336 | 1
217439 | M22S-WRLK3-*/* | Selector switch, Illuminated, 3 positions, Custom lock, black ring, Custom | 18.508 | 1
216852 | M22S-WRLK3-B | Selector switch, Illuminated, 3 positions, Stay-put, black ring, 60°, Blue | 18.508 | 1
216848 | M22S-WRLK3-G | Selector switch, Illuminated, 3 positions, Stay-put, black ring, 60°, Green | 18.508 | 1
216846 | M22S-WRLK3-R | Selector switch, Illuminated, 3 positions, Stay-put, black ring, 60°, Red | 18.508 | 1
216844 | M22S-WRLK3-W | Selector switch, Illuminated, 3 positions, Stay-put, black ring, 60°, White | 18.508 | 1
216850 | M22S-WRLK3-Y | Selector switch, Illuminated, 3 positions, Stay-put, black ring, 60°, Yellow | 18.508 | 1
216832 | M22S-WRLK-B | Selector switch, Illuminated, 2 positions, Stay-put, black ring, 60°, Blue | 18.2742 | 1
216828 | M22S-WRLK-G | Selector switch, Illuminated, 2 positions, Stay-put, black ring, 60°, Green | 18.2742 | 1
216826 | M22S-WRLK-R | Selector switch, Illuminated, 2 positions, Stay-put, black ring, 60°, Red | 18.508 | 1
216824 | M22S-WRLK-W | Selector switch, Illuminated, 2 positions, Stay-put, black ring, 60°, White | 18.2742 | 1
216830 | M22S-WRLK-Y | Selector switch, Illuminated, 2 positions, Stay-put, black ring, 60°, Yellow | 18.2742 | 1
216889 | M22S-WRS | Key-operated actuator, 2 positions (0-I), Stay-put, black ring, MS1 locker, 60° | 50.9781 | 1
262522 | M22S-WRS*-MS*-* | Key-operated actuator, 2 or 3 positions (custom), black ring, MS1-20 locker, custom° | 63.6674 | 1
216901 | M22S-WRS3 | Key-operated actuator, 3 positions (I-0-II), Stay-put, black ring, MS1 locker, 60° | 50.9781 | 1
229095 | M22S-WRS3-A* | Key-operated actuator, 3 positions (custom), Stay-put, black ring, MS1 locker, 60° | 50.9781 | 1
216904 | M22S-WRS3-MS* | Key-operated actuator, 3 positions (I-0-II), Stay-put, black ring, MS1-20 locker, 60° | 62.7582 | 1
217443 | M22S-WRS3-MS*-A* | Key-operated actuator, 3 positions (custom), Stay-put, black ring, MS1-20 locker, custom° | 62.7582 | 1
171154 | M22S-WRS3-RS | Key-operated actuator, 3 positions (I-0-II), Stay-put, black ring, Ronis 455, 60° | 31.518 | 1
171156 | M22S-WRS3-RS-A1 | Key-operated actuator, 3 positions (0), Stay-put, black ring, Ronis 455, 60° | 33.8242 | 1
216906 | M22S-WRS3-SA(*)-* | Key-operated actuator, master key system, 3 positions, Stay-put, black ring, 60° | 162.9832 | 1
285581 | M22S-WRS3-SA(*)-*-A9 | Key-operated actuator, master key system, 3 positions, Stay-put, black ring, 60° | 392.4596 | 1
229093 | M22S-WRS-A1 | Key-operated actuator, 2 positions (0), Stay-put, black ring, MS1 locker, 60° | 50.3027 | 1
216891 | M22S-WRS-MS* | Key-operated actuator, 3 positions (0-I), Stay-put, black ring, MS1-20 locker, 60° | 62.7582 | 1
217441 | M22S-WRS-MS*-A1 | Key-operated actuator, 3 positions (0), Stay-put, black ring, MS1-20 locker, 60° | 62.7582 | 1
116299 | M22S-WRS-MS*-A21-* | Key-operated actuator, 2 positions (I), Stay-put, black ring, MS1-20 locker, 60° | 72.6164 | 1
111772 | M22S-WRS-MS2 |  | 24.7532 | 1
171150 | M22S-WRS-RS | Key-operated actuator, 2 positions (0-I), Stay-put, black ring, Ronis 455, 60° | 26.8287 | 1
171152 | M22S-WRS-RS-A1 | Key-operated actuator, 2 positions (0), Stay-put, black ring, Ronis 455, 50° | 28.1356 | 1
216893 | M22S-WRS-SA(*)-* | Key-operated actuator, master key system, 2 positions, Stay-put, black ring, 60° | 123.0129 | 1
285538 | M22S-WRS-SA(*)-*-A8 | Key-operated actuator, master key system, 2 positions, Stay-put, black ring, 60° | 392.4596 | 1
216860 | M22S-WR-X91 | Selector switch, 2 positions, stay-put, black ring, HAND/AUTO | 16.0013 | 1
216858 | M22S-WR-X92 | Selector switch, 2 positions, stay-put, black ring, I-II | 16.0013 | 1
216882 | M22S-WS | Key-operated actuator, 2 positions (0), Spring-return, black ring, MS1 locker, 40° | 50.9781 | 1
216895 | M22S-WS3 | Key-operated actuator, 3 positions (0), Spring-return, black ring, MS1 locker, 40° | 50.9781 | 1
216897 | M22S-WS3-MS* | Key-operated actuator, 3 positions (0), Spring-return, black ring, MS1-20 locker, 40° | 62.7582 | 1
216899 | M22S-WS3-SA(*)-* | Key-operated actuator, master key system, 3 positions, Spring-return, black ring, 40° | 157.2056 | 1
216884 | M22S-WS-MS* | Key-operated actuator, 3 positions (0), Spring-return, black ring, MS1-20 locker, 40° | 62.7582 | 1
216886 | M22S-WS-SA(*)-* | Key-operated actuator, master key system, 2 positions, Spring-return, black ring, 40° | 123.0129 | 1
226161 | M22-TA | Telescopic adapter with DIN rail | 16.1571 | 1
216398 | M22-TC | Telescopic clip for 3 connections/LEDs with base (back) fixing | 9.0916 | 1
225527 | M22-TCV | Telescopic clip extension for max. 205mm | 3.1691 | 1
216395 | M22-T-D | Key-protection diaphragm, IP67, for pushbutton and indicator light | 3.8964 | 1
216396 | M22-T-DD | Key-protection diaphragm, IP67, for double actuator pushbutton | 4.3049 | 1
216554 | M22-UPE | Set of plaster keys | 4.8835 | 1
147539 | M22-USB | USB 3.0 A/A | 82.0457 | 1
107412 | M22-USB-SA | USB 3.0 A/A with connection cable 60 cm | 111.6452 | 1
147543 | M22-USB-SA-150 |  | 92.3889 | 1
216853 | M22-W | Selector switch, 2 positions, spring-return, titan ring, I-O | 16.0922 | 1
216861 | M22-W3 | Selector switch, 3 positions, spring-return, titan ring, 40°, I-O-II | 15.8064 | 1
289195 | M22-WJ2H | Joystick, 2 positions, horizontal, spring-return, titan ring | 60.4593 | 1
111508 | M22-WJ2H-2P | Joystick, 2 positions, 2 operating points, vertical, spring-return, titan ring | 74.1055 | 1
289196 | M22-WJ2V | Joystick, 2 positions, vertical, spring-return, titan ring | 61.7062 | 1
111507 | M22-WJ2V-2P | Joystick, 2 positions, 2 operating points, horizontal, spring-return, titan ring | 76.5775 | 1
279417 | M22-WJ4 | Joystick, 4 positions, spring-return, titan ring | 61.7192 | 1
110836 | M22-WJ4-2P | Joystick, 4 positions, 2 operating points, spring-return, titan ring | 74.4345 | 1
178570 | M22-WJS2H |  | 74.1057 | 1
178565 | M22-WJS2H-2P |  | 77.3344 | 1
178571 | M22-WJS2V |  | 74.1057 | 1
178564 | M22-WJS2V-2P |  | 77.3344 | 1
178568 | M22-WJS4 |  | 73.5676 | 1
178563 | M22-WJS4-2P |  | 77.6419 | 1
216865 | M22-WK | Selector switch, toogle, 2 positions, spring-return, titan ring, 40° | 14.9103 | 1
216870 | M22-WK3 | Selector switch, 3 positions, spring-return, titan ring, 40°, I-O-II | 14.9103 | 1
216874 | M22-WKV | Selector switch, toogle, 2 positions, stay-put, titan ring, 60° | 14.9103 | 1
110922 | M22-WKV-2K10-BVP | #N/A | 29.275 | 1
216841 | M22-WLK3-B | Selector switch, Illuminated, 3 positions, Spring-return, titan ring, 40°, Blue | 18.2482 | 1
216837 | M22-WLK3-G | Selector switch, Illuminated, 3 positions, Spring-return, titan ring, 40°, Green | 18.2482 | 1
216835 | M22-WLK3-R | Selector switch, Illuminated, 3 positions, Spring-return, titan ring, 40°, Red | 18.2482 | 1
216833 | M22-WLK3-W | Selector switch, Illuminated, 3 positions, Spring-return, titan ring, 40°, White | 18.2482 | 1
216839 | M22-WLK3-Y | Selector switch, Illuminated, 3 positions, Spring-return, titan ring, 40°, Yellow | 18.2482 | 1
216820 | M22-WLK-B | Selector switch, Illuminated, 2 positions, Spring-return, titan ring, 40°, Blue | 18.443 | 1
216816 | M22-WLK-G | Selector switch, Illuminated, 2 positions, Spring-return, titan ring, 40°, Green | 18.443 | 1
216814 | M22-WLK-R | Selector switch, Illuminated, 2 positions, Spring-return, titan ring, 40°, Red | 18.443 | 1
284397 | M22-WLKV-B | Selector switch, Illuminated, 2 positions (V), Stay-put, titan ring, 60°, Blue | 17.417 | 1
284395 | M22-WLKV-G | Selector switch, Illuminated, 2 positions (V), Stay-put, titan ring, 60°, Green | 17.417 | 1
284394 | M22-WLKV-R | Selector switch, Illuminated, 2 positions (V), Stay-put, titan ring, 60°, Red | 17.417 | 1
284393 | M22-WLKV-W | Selector switch, Illuminated, 2 positions (V), Stay-put, titan ring, 60°, White | 17.2092 | 1
284396 | M22-WLKV-Y | Selector switch, Illuminated, 2 positions (V), Stay-put, titan ring, 60°, Yellow | 17.417 | 1
216812 | M22-WLK-W | Selector switch, Illuminated, 2 positions, Spring-return, titan ring, 40°, White | 18.443 | 1
216818 | M22-WLK-Y | Selector switch, Illuminated, 2 positions, Spring-return, titan ring, 40°, Yellow | 18.443 | 1
216855 | M22-WR | Selector switch, 2 positions, stay-put, titan ring, I-O | 16.313 | 1
226836 | M22-WR-* | Selector switch, 2 positions, stay-put, titan ring, individual inscription | 16.0013 | 1
216863 | M22-WR3 | Selector switch, 3 positions, stay-put, titan ring, 60°, I-O-II | 16.1182 | 1
226840 | M22-WR3-* | Selector switch, 3 positions, stay-put, titan ring, 60°, individual inscription | 16.0013 | 1
226838 | M22-WR3-X94 | Selector switch, 3 positions, stay-put, titan ring, 60°, AUTO-0-MAN | 16.0013 | 1
279419 | M22-WR4 | Selector switch, 4 positions, stay-put, titan ring | 32.6711 | 1
289199 | M22-WRJ2H | Joystick, 2 positions, stay-put, horizontal, titan ring | 61.2776 | 1
289240 | M22-WRJ2V | Joystick, 2 positions, stay-put, vertical, titan ring | 62.4465 | 1
279415 | M22-WRJ4 | Joystick, 4 positions, stay-put, titan ring | 63.0569 | 1
178574 | M22-WRJS2H |  | 73.5676 | 1
178575 | M22-WRJS2V |  | 73.4907 | 1
178566 | M22-WRJS4 |  | 72.9526 | 1
216867 | M22-WRK | Selector switch, toogle, 2 positions, stay-put, titan ring, 60° | 15.196 | 1
216518 | M22-WRK/K10 | Selector switch, Complete device 1NO | 21.9498 | 1
216872 | M22-WRK3 | Selector switch, 3 positions, stay-put, titan ring, 60°, I-O-II | 15.196 | 1
217436 | M22-WRK3-* | Selector switch, 3 positions, stay-put, titan ring, custom lock | 15.0272 | 1
216520 | M22-WRK3/K20 | Selector switch, Complete device 2NO | 26.6385 | 1
110923 | M22-WRK-3K10-BVP | #N/A | 34.3534 | 1
105746 | M22-WRK3-sp |  | 18.6802 | 1
279431 | M22-WRK4 | Selector switch, toogle, 4 positions, stay-put, titan ring | 31.1336 | 1
217438 | M22-WRLK3-*/* | Selector switch, Illuminated, 3 positions, Custom lock, titan ring, Custom | 18.508 | 1
216851 | M22-WRLK3-B | Selector switch, Illuminated, 3 positions, Stay-put, titan ring, 60°, Blue | 18.469 | 1
216847 | M22-WRLK3-G | Selector switch, Illuminated, 3 positions, Stay-put, titan ring, 60°, Green | 18.469 | 1
110925 | M22-WRLK3-G-2K10LED-BVP | #N/A | 43.0813 | 1
216845 | M22-WRLK3-R | Selector switch, Illuminated, 3 positions, Stay-put, titan ring, 60°, Red | 18.469 | 1
216843 | M22-WRLK3-W | Selector switch, Illuminated, 3 positions, Stay-put, titan ring, 60°, White | 18.469 | 1
216849 | M22-WRLK3-Y | Selector switch, Illuminated, 3 positions, Stay-put, titan ring, 60°, Yellow | 18.2742 | 1
216831 | M22-WRLK-B | Selector switch, Illuminated, 2 positions, Stay-put, titan ring, 60°, Blue | 18.469 | 1
216827 | M22-WRLK-G | Selector switch, Illuminated, 2 positions, Stay-put, titan ring, 60°, Green | 18.469 | 1
110924 | M22-WRLK-G-K10LED-BVP | #N/A | 38.055 | 1
216825 | M22-WRLK-R | Selector switch, Illuminated, 2 positions, Stay-put, titan ring, 60°, Red | 18.469 | 1
216823 | M22-WRLK-W | Selector switch, Illuminated, 2 positions, Stay-put, titan ring, 60°, White | 18.469 | 1
216829 | M22-WRLK-Y | Selector switch, Illuminated, 2 positions, Stay-put, titan ring, 60°, Yellow | 18.469 | 1
216887 | M22-WRS | Key-operated actuator, 2 positions (0-I), Stay-put, titan ring, MS1 locker, 60° | 49.926 | 1
262521 | M22-WRS*-MS*-* | Key-operated actuator, 2 or 3 positions (custom), titan ring, MS1-20 locker, custom° | 96.46 | 1
216517 | M22-WRS/K11 | Key-operated actuator, Complete device 1NO1NC | 62.7842 | 1
216526 | M22-WRS/KC11/I | Key-operated actuator, Complete device in enclosure 1NO+1NC | 72.785 | 1
110918 | M22-WRS-2K10-BVP | #N/A | 69.2392 | 1
216900 | M22-WRS3 | Key-operated actuator, 3 positions (I-0-II), Stay-put, titan ring, MS1 locker, 60° | 49.8221 | 1
110920 | M22-WRS3-2K10-BVP | #N/A | 69.2392 | 1
229094 | M22-WRS3-A* | Key-operated actuator, 3 positions (custom), Stay-put, titan ring, MS1 locker, 60° | 50.3027 | 1
216903 | M22-WRS3-MS* | Key-operated actuator, 3 positions (I-0-II), Stay-put, titan ring, MS1-20 locker, 60° | 61.927 | 1
217442 | M22-WRS3-MS*-A* | Key-operated actuator, 3 positions (custom), Stay-put, titan ring, MS1-20 locker, custom° | 61.927 | 1
111773 | M22-WRS3-MS2 |  | 63.5364 | 1
111773 | M22-WRS3-MS2 |  | 63.5364 | 1
111774 | M22-WRS3-MS3 |  | 25.445 | 1
171153 | M22-WRS3-RS | Key-operated actuator, 3 positions (I-0-II), Stay-put, titan ring, Ronis 455, 60° | 31.3642 | 1
171155 | M22-WRS3-RS-A1 | Key-operated actuator, 3 positions (0), Stay-put, titan ring, Ronis 455, 60° | 33.5936 | 1
216905 | M22-WRS3-SA(*)-* | Key-operated actuator, master key system, 3 positions, Stay-put, titan ring, 60° | 163.0684 | 1
285539 | M22-WRS3-SA(*)-*-A9 | Key-operated actuator, master key system, 3 positions, Stay-put, titan ring, 60° | 387.2904 | 1
229092 | M22-WRS-A1 | Key-operated actuator, 2 positions (0), Stay-put, titan ring, MS1 locker, 60° | 50.3676 | 1
110917 | M22-WRS-K10-BVP | #N/A | 64.2259 | 1
216890 | M22-WRS-MS* | Key-operated actuator, 2 positions (0-I), Stay-put, titan ring, MS1-20 locker, 60° | 61.927 | 1
217440 | M22-WRS-MS*-A1 | Key-operated actuator, 2 positions (0), Stay-put, titan ring, MS1-20 locker, 50° | 61.927 | 1
116298 | M22-WRS-MS*-A21-* | Key-operated actuator, 2 positions (I), Stay-put, titan ring, MS1-20 locker, 60° | 72.6164 | 1
111775 | M22-WRS-MS10 | Key-operated actuator, 2 positions (0-I), Stay-put, titan ring, MS10 locker, 60° | 66.5377 | 1
111776 | M22-WRS-MS10-A1 |  | 26.2906 | 1
111777 | M22-WRS-MS15 | Key-operated actuator, 2 positions (0-I), Stay-put, titan ring, MS15 locker, 60° | 66.5377 | 1
111778 | M22-WRS-MS2 | Key-operated actuator, 2 positions (0-I), Stay-put, titan ring, MS2 locker, 60° | 66.5377 | 1
111779 | M22-WRS-MS20 | Key-operated actuator, 2 positions (0-I), Stay-put, titan ring, MS20 locker, 60° | 66.5377 | 1
111780 | M22-WRS-MS2-A1 | Key-operated actuator, 2 positions (0), Stay-put, titan ring, MS2 locker, 50° | 66.5377 | 1
111781 | M22-WRS-MS3 | Key-operated actuator, 2 positions (0-I), Stay-put, titan ring, MS3 locker, 60° | 66.5377 | 1
111782 | M22-WRS-MS3-A1 | Key-operated actuator, 2 positions (0), Stay-put, titan ring, MS3 locker, 50° | 66.5377 | 1
111783 | M22-WRS-MS4 | Key-operated actuator, 2 positions (0-I), Stay-put, titan ring, MS4 locker, 60° | 66.5377 | 1
111784 | M22-WRS-MS4-A1 |  | 26.2906 | 1
111785 | M22-WRS-MS5 | Key-operated actuator, 2 positions (0-I), Stay-put, titan ring, MS5 locker, 60° | 66.5377 | 1
111786 | M22-WRS-MS5-A1 | Key-operated actuator, 2 positions (0), Stay-put, titan ring, MS5 locker, 50° | 60.9949 | 1
111787 | M22-WRS-MS6 | Key-operated actuator, 2 positions (0-I), Stay-put, titan ring, MS6 locker, 60° | 66.5377 | 1
111788 | M22-WRS-MS7 | Key-operated actuator, 2 positions (0-I), Stay-put, titan ring, MS7 locker, 60° | 66.5377 | 1
111789 | M22-WRS-MS8 | Key-operated actuator, 2 positions (0-I), Stay-put, titan ring, MS8 locker, 60° | 66.5377 | 1
171149 | M22-WRS-RS | Key-operated actuator, 2 positions (0-I), Stay-put, titan ring, Ronis 455, 60° | 26.675 | 1
171151 | M22-WRS-RS-A1 | Key-operated actuator, 2 positions (0), Stay-put, titan ring, Ronis 455, 50° | 27.9818 | 1
216892 | M22-WRS-SA(*)-* | Key-operated actuator, master key system, 2 positions, Stay-put, titan ring, 60° | 132.4578 | 1
285537 | M22-WRS-SA(*)-*-A8 | Key-operated actuator, master key system, 2 positions, Stay-put, titan ring, 60° | 387.2904 | 1
228026 | M22-WRS-X95 | #N/A | 50.3027 | 1
216859 | M22-WR-X91 | Selector switch, 2 positions, stay-put, titan ring, HAND/AUTO | 15.7935 | 1
216857 | M22-WR-X92 | Selector switch, 2 positions, stay-put, titan ring, I-II | 16.0922 | 1
216881 | M22-WS | Key-operated actuator, 2 positions (0), Spring-return, titan ring, MS1 locker, 40° | 50.3676 | 1
216894 | M22-WS3 | Key-operated actuator, 3 positions (0), Spring-return, titan ring, MS1 locker, 40° | 49.8871 | 1
110919 | M22-WS3-2K10-BVP | #N/A | 69.2392 | 1
216896 | M22-WS3-MS* | Key-operated actuator, 3 positions (0), Spring-return, titan ring, MS1-20 locker, 40° | 61.927 | 1
216898 | M22-WS3-SA(*)-* | Key-operated actuator, master key system, 3 positions, Spring-return, titan ring, 40° | 163.0684 | 1
110921 | M22-WS-K10-BVP | #N/A | 64.2259 | 1
216883 | M22-WS-MS* | Key-operated actuator, 2 positions (0), Spring-return, titan ring, MS1-20 locker, 40° | 61.927 | 1
111790 | M22-WS-MS2 | Key-operated actuator, 2 positions (0), Spring-return, titan ring, MS2 locker, 40° | 66.5377 | 1
111791 | M22-WS-MS3 | Key-operated actuator, 2 positions (0), Spring-return, titan ring, MS3 locker, 40° | 66.5377 | 1
111792 | M22-WS-MS5 | Key-operated actuator, 2 positions (0), Spring-return, titan ring, MS5 locker, 40° | 66.5377 | 1
216885 | M22-WS-SA(*)-* | Key-operated actuator, master key system, 2 positions, Spring-return, titan ring, 40° | 132.4578 | 1
107918 | M22-XADC | Mounting clamp, with dust protection, screw fixing, accessory for M22-A(4)DC | 16.6507 | 1
216464 | M22-XAK | Emerg. switching off label, IP66, dia 90mm, blank | 7.8578 | 1
216469 | M22-XAK-* | Emerg. switching off label, IP66, dia 90mm, individual inscription | 8.7669 | 1
216465 | M22-XAK1 | Emerg. switching off label, IP66, dia 90mm, DE, EN, FR, IT | 7.7928 | 1
121085 | M22-XAK11 | Emerg. stop label, IP66, dia 90mm, DE, EN, FR, IT | 8.0786 | 1
121086 | M22-XAK12 | Emerg. stop label, IP66, dia 90mm, DE, EN, ES, POR | 8.0656 | 1
121087 | M22-XAK13 |  | 6.6816 | 1
121088 | M22-XAK14 |  | 6.6816 | 1
216466 | M22-XAK2 | Emerg. switching off label, IP66, dia 90mm, DE, EN, ES, POR | 7.8578 | 1
216467 | M22-XAK3 | Emerg. switching off label, IP66, dia 90mm, DE, EN, NL, FR | 7.8578 | 1
216468 | M22-XAK4 | Emerg. switching off label, IP66, dia 90mm, DE, SW, FIN, DK | 7.8578 | 1
177703 | M22-XAK40 | Emerg. switching off label, IP66, dia 40mm, blank | 1.5375 | 500
180469 | M22-XAK-ESS |  | 6.6816 | 1
229025 | M22-XAM | Buzzer BA9s,18-30V, cont. tone | 21.6782 | 1
229028 | M22-XAMP | Buzzer BA9s, 24V DC -15%/+10%, pulsed tone | 24.5994 | 1
269580 | M22-XBK | Emerg. switching off label, IP66, dia 60mm, blank | 7.8578 | 1
231762 | M22-XBK-* | Emerg. switching off label, IP66, dia 60mm, individual inscription | 8.7669 | 1
216483 | M22-XBK1 | Emerg. switching off label, IP66, dia 60mm, DE, EN, FR, IT | 7.7928 | 1
121372 | M22-XBK11 | Emerg. stop label, IP66, dia 60mm, DE, EN, FR, IT | 43.0347 | 1
167639 | M22-XBK5 |  | 4.7738 | 1
180472 | M22-XBK-ESS |  | 4.7379 | 1
279433 | M22-XCK | Label for joystick or 4-position switch, blank | 8.0136 | 1
279436 | M22-XCK-* | Label for joystick or 4-position switch, individual inscription | 8.0006 | 1
279434 | M22-XCK1 | Label for joystick or 4-position switch, with 4 arrows | 8.0006 | 1
279435 | M22-XCK2 | Label for joystick or 4-position switch | 8.0006 | 1
290260 | M22-XCK3 | Label for 2-position joystick, with 2 arrows | 8.0006 | 1
216406 | M22-XC-R | Coding adapter set (1 set = 2 Pcs), for key change removal | 0.85721 | 10
216407 | M22-XC-Y | Coding adapter set (1 set = 2 Pcs), for change stay-put/spring-return system | 0.85721 | 10
216427 | M22-XD-*-* | Button plate, opaque, flush, Individual inscription and color | 2.3898 | 1
216426 | M22-XD-B | Button plate, opaque, flush, Blue | 1.5196 | 1
218189 | M22-XD-B-D14 | Button plate, opaque, flush, Entsperren, Blue | 2.3898 | 1
218204 | M22-XD-B-GB14 | Button plate, opaque, flush, RESET, Blue | 2.4158 | 10
218172 | M22-XD-B-X6 | Button plate, opaque, flush, Reset, Blue | 2.3898 | 1
216424 | M22-XD-G | Button plate, opaque, flush, Green | 1.5326 | 1
218196 | M22-XD-G-GB1 | Button plate, opaque, flush, START, Green | 2.3898 | 1
218165 | M22-XD-G-X1 | Button plate, opaque, flush, START I, Green | 2.3898 | 1
218168 | M22-XD-G-X2 | Button plate, opaque, flush, START II, Green | 2.4807 | 1
216434 | M22-XDH-*-* | Button plate, opaque, raised, Individual inscription and color | 3.8964 | 1
216433 | M22-XDH-B | Button plate, opaque, raised, Blue | 3.1301 | 1
218234 | M22-XDH-B-D14 | Button plate, opaque, raised, Entsperren, Blue | 3.8964 | 1
218249 | M22-XDH-B-GB14 | Button plate, opaque, raised, RESET, Blue | 3.8964 | 1
218217 | M22-XDH-B-X6 | Button plate, opaque, raised, Reset, Blue | 3.8964 | 1
216431 | M22-XDH-G | Button plate, opaque, raised, Green | 3.1301 | 1
218241 | M22-XDH-G-GB1 | Button plate, opaque, raised, START, Green | 3.8964 | 1
218210 | M22-XDH-G-X1 | Button plate, opaque, raised, START I, Green | 3.8964 | 1
218213 | M22-XDH-G-X2 | Button plate, opaque, raised, START II, Green | 3.8964 | 1
216430 | M22-XDH-R | Button plate, opaque, raised, Red | 3.1301 | 1
218232 | M22-XDH-R-D5 | Button plate, opaque, raised, Aus, Red | 3.8964 | 1
218239 | M22-XDH-R-GB0 | Button plate, opaque, raised, STOPP, Red | 3.8964 | 1
218247 | M22-XDH-R-GB5 | Button plate, opaque, raised, OFF, Red | 3.8964 | 1
218155 | M22-XDH-R-X0 | Button plate, opaque, raised, STOP 0, Red | 3.8964 | 1
216428 | M22-XDH-S | Button plate, opaque, raised, Black | 3.1301 | 1
218235 | M22-XDH-S-D15 | Button plate, opaque, raised, Vorwarts, Black | 3.8964 | 1
218236 | M22-XDH-S-D16 | Button plate, opaque, raised, Ruckwarts, Black | 3.8964 | 1
218237 | M22-XDH-S-D17 | Button plate, opaque, raised, Heben, Black | 3.8964 | 1
218238 | M22-XDH-S-D18 | Button plate, opaque, raised, Senken, Black | 3.8964 | 1
218229 | M22-XDH-S-D2 | Button plate, opaque, raised, Zu, Black | 3.8964 | 1
218230 | M22-XDH-S-D3 | Button plate, opaque, raised, Auf, Black | 3.8964 | 1
218231 | M22-XDH-S-D4 | Button plate, opaque, raised, Ab, Black | 3.8964 | 1
218233 | M22-XDH-S-D6 | Button plate, opaque, raised, Ein, Black | 3.8964 | 1
218240 | M22-XDH-S-GB0 | Button plate, opaque, raised, STOPP, Black | 3.8964 | 1
218250 | M22-XDH-S-GB15 | Button plate, opaque, raised, FORWARD, Black | 3.8964 | 1
218251 | M22-XDH-S-GB16 | Button plate, opaque, raised, REVERSE, Black | 3.8964 | 1
218252 | M22-XDH-S-GB17 | Button plate, opaque, raised, RAISE, Black | 3.8964 | 1
218253 | M22-XDH-S-GB18 | Button plate, opaque, raised, LOWER, Black | 3.8964 | 1
218243 | M22-XDH-S-GB2 | Button plate, opaque, raised, CLOSE, Black | 3.8964 | 1
218244 | M22-XDH-S-GB3 | Button plate, opaque, raised, UP, Black | 3.8964 | 1
218245 | M22-XDH-S-GB4 | Button plate, opaque, raised, DOWN, Black | 3.8964 | 1
218248 | M22-XDH-S-GB6 | Button plate, opaque, raised, ON, Black | 3.8964 | 1
218246 | M22-XDH-S-GB9 | Button plate, opaque, raised, TEST, Black | 3.8964 | 1
218156 | M22-XDH-S-X0 | Button plate, opaque, raised, STOP 0, Black | 3.8964 | 1
218211 | M22-XDH-S-X1 | Button plate, opaque, raised, START I, Black | 3.8964 | 1
218221 | M22-XDH-S-X10 | Button plate, opaque, raised, Automatic, Black | 3.8964 | 1
218222 | M22-XDH-S-X11 | Button plate, opaque, raised, Inch, Black | 3.8964 | 1
218223 | M22-XDH-S-X12 | Button plate, opaque, raised, Unlock, Black | 3.8964 | 1
218224 | M22-XDH-S-X13 | Button plate, opaque, raised, Loosen, Black | 3.8964 | 1
218225 | M22-XDH-S-X14 | Button plate, opaque, raised, Clamp, Black | 3.8964 | 1
218226 | M22-XDH-S-X15 | Button plate, opaque, raised, Release, Black | 3.8964 | 1
218227 | M22-XDH-S-X16 | Button plate, opaque, raised, Liquid, Black | 3.8964 | 1
218228 | M22-XDH-S-X17 | Button plate, opaque, raised, Horn, Black | 3.8964 | 1
218214 | M22-XDH-S-X2 | Button plate, opaque, raised, START II, Black | 3.8964 | 1
218215 | M22-XDH-S-X4 | Button plate, opaque, raised, Increase, Black | 3.8964 | 1
218216 | M22-XDH-S-X5 | Button plate, opaque, raised, Acceptance, Black | 3.8964 | 1
218218 | M22-XDH-S-X7 | Button plate, opaque, raised, Direction of movement, Black | 3.8964 | 1
218219 | M22-XDH-S-X8 | Button plate, opaque, raised, Direction of movement, Black | 3.8964 | 1
218220 | M22-XDH-S-X9 | Button plate, opaque, raised, Hand, Black | 3.8964 | 1
216429 | M22-XDH-W | Button plate, opaque, raised, White | 3.1301 | 1
218242 | M22-XDH-W-GB1 | Button plate, opaque, raised, START, White | 3.8964 | 1
218212 | M22-XDH-W-X1 | Button plate, opaque, raised, START I, White | 3.8964 | 1
216432 | M22-XDH-Y | Button plate, opaque, raised, Yellow | 3.1301 | 1
216446 | M22-XDL-*-* | Button lens, transparent, flush, Individual inscription and color | 2.3898 | 1
167437 | M22-XDL-A |  | 1.6912 | 10
216445 | M22-XDL-B | Button lens, transparent, flush, Blue | 1.7681 | 1
218321 | M22-XDL-B-D14 | Button lens, transparent, flush, Entsperren, Blue | 2.3898 | 1
218336 | M22-XDL-B-GB14 | Button lens, transparent, flush, RESET, Blue | 2.3898 | 1
218304 | M22-XDL-B-X6 | Button lens, transparent, flush, Reset, Blue | 2.3898 | 1
216443 | M22-XDL-G | Button lens, transparent, flush, Green | 1.7681 | 1
218328 | M22-XDL-G-GB1 | Button lens, transparent, flush, START, Green | 2.3898 | 1
218295 | M22-XDL-G-X1 | Button lens, transparent, flush, START I, Green | 2.3898 | 1
218297 | M22-XDL-G-X2 | Button lens, transparent, flush, START II, Green | 2.3898 | 1
216452 | M22-XDLH-*-* | Button lens, transparent, raised, Individual Inscription and color | 3.9484 | 1
167438 | M22-XDLH-A |  | 1.845 | 10
216451 | M22-XDLH-B | Button lens, transparent, raised, Blue | 3.1691 | 1
218364 | M22-XDLH-B-D14 | Button lens, transparent, raised, Entsperren, Blue | 3.9484 | 1
218379 | M22-XDLH-B-GB14 | Button lens, transparent, raised, RESET, Blue | 3.8964 | 1
218347 | M22-XDLH-B-X6 | Button lens, transparent, raised, Reset, Blue | 3.9484 | 1
216449 | M22-XDLH-G | Button lens, transparent, raised, Green | 3.1431 | 1
218371 | M22-XDLH-G-GB1 | Button lens, transparent, raised, START, Green | 3.9484 | 1
218341 | M22-XDLH-G-X1 | Button lens, transparent, raised, START I, Green | 3.9484 | 1
218343 | M22-XDLH-G-X2 | Button lens, transparent, raised, START II, Green | 3.9484 | 1
216448 | M22-XDLH-R | Button lens, transparent, raised, Red | 3.1691 | 1
218362 | M22-XDLH-R-D5 | Button lens, transparent, raised, Aus, Red | 3.9484 | 1
218369 | M22-XDLH-R-GB0 | Button lens, transparent, raised, STOP, Red | 3.9484 | 1
218377 | M22-XDLH-R-GB5 | Button lens, transparent, raised, OFF, Red | 3.9484 | 1
218161 | M22-XDLH-R-X0 | Button lens, transparent, raised, STOP 0, Red | 3.9484 | 1
216447 | M22-XDLH-W | Button lens, transparent, raised, White | 3.1691 | 1
218365 | M22-XDLH-W-D15 | Button lens, transparent, raised, Vorwarts, White | 3.9484 | 1
218366 | M22-XDLH-W-D16 | Button lens, transparent, raised, Ruckwarts, White | 3.9484 | 1
218367 | M22-XDLH-W-D17 | Button lens, transparent, raised, Heben, White | 3.9484 | 1
218368 | M22-XDLH-W-D18 | Button lens, transparent, raised, Senken, White | 3.9484 | 1
218359 | M22-XDLH-W-D2 | Button lens, transparent, raised, Zu, White | 3.9484 | 1
218360 | M22-XDLH-W-D3 | Button lens, transparent, raised, Auf, White | 3.9484 | 1
218361 | M22-XDLH-W-D4 | Button lens, transparent, raised, Ab, White | 3.9484 | 1
218363 | M22-XDLH-W-D6 | Button lens, transparent, raised, Ein, White | 3.9484 | 1
218370 | M22-XDLH-W-GB0 | Button lens, transparent, raised, STOP, White | 3.9484 | 1
218372 | M22-XDLH-W-GB1 | Button lens, transparent, raised, START, White | 3.9484 | 1
218380 | M22-XDLH-W-GB15 | Button lens, transparent, raised, FORWARD, White | 3.9484 | 1
218381 | M22-XDLH-W-GB16 | Button lens, transparent, raised, REVERSE, White | 3.9484 | 1
218382 | M22-XDLH-W-GB17 | Button lens, transparent, raised, RAISE, White | 3.9484 | 1
218383 | M22-XDLH-W-GB18 | Button lens, transparent, raised, LOWER, White | 3.9484 | 1
218373 | M22-XDLH-W-GB2 | Button lens, transparent, raised, CLOSE, White | 3.9484 | 1
218374 | M22-XDLH-W-GB3 | Button lens, transparent, raised, UP, White | 3.9484 | 1
218375 | M22-XDLH-W-GB4 | Button lens, transparent, raised, DOWN, White | 3.9484 | 1
218378 | M22-XDLH-W-GB6 | Button lens, transparent, raised, ON, White | 3.9484 | 1
218376 | M22-XDLH-W-GB9 | Button lens, transparent, raised, TEST, White | 3.9484 | 1
218162 | M22-XDLH-W-X0 | Button lens, transparent, raised, STOP 0, White | 3.9484 | 1
218342 | M22-XDLH-W-X1 | Button lens, transparent, raised, START I, White | 3.9484 | 1
218351 | M22-XDLH-W-X10 | Button lens, transparent, raised, Automatic, White | 3.8964 | 1
218352 | M22-XDLH-W-X11 | Button lens, transparent, raised, Inch, White | 3.8964 | 1
218353 | M22-XDLH-W-X12 | Button lens, transparent, raised, Unlock, White | 3.8964 | 1
218354 | M22-XDLH-W-X13 | Button lens, transparent, raised, Loosen, White | 3.8964 | 1
218355 | M22-XDLH-W-X14 | Button lens, transparent, raised, Clamp, White | 3.8964 | 1
218356 | M22-XDLH-W-X15 | Button lens, transparent, raised, Release, White | 3.8964 | 1
218357 | M22-XDLH-W-X16 | Button lens, transparent, raised, Liquid, White | 3.8964 | 1
218358 | M22-XDLH-W-X17 | Button lens, transparent, raised, Horn, White | 3.9484 | 1
218344 | M22-XDLH-W-X2 | Button lens, transparent, raised, START II, White | 3.8964 | 1
218345 | M22-XDLH-W-X4 | Button lens, transparent, raised, Increase, White | 3.8964 | 1
218346 | M22-XDLH-W-X5 | Button lens, transparent, raised, Acceptance, White | 3.8964 | 1
218348 | M22-XDLH-W-X7 | Button lens, transparent, raised, Direction of movement, White | 3.8964 | 1
218349 | M22-XDLH-W-X8 | Button lens, transparent, raised, Direction of movement, White | 3.8964 | 1
218350 | M22-XDLH-W-X9 | Button lens, transparent, raised, Hand, White | 3.8964 | 1
216450 | M22-XDLH-Y | Button lens, transparent, raised, Yellow | 3.1301 | 1
216442 | M22-XDL-R | Button lens, transparent, flush, Red | 1.7681 | 1
218319 | M22-XDL-R-D5 | Button lens, transparent, flush, Aus, Red | 2.3898 | 1
218326 | M22-XDL-R-GB0 | Button lens, transparent, flush, STOP, Red | 2.3898 | 1
218334 | M22-XDL-R-GB5 | Button lens, transparent, flush, OFF, Red | 2.3898 | 1
218159 | M22-XDL-R-X0 | Button lens, transparent, flush, STOP 0, Red | 2.3898 | 1
216441 | M22-XDL-W | Button lens, transparent, flush, White | 1.7681 | 1
218322 | M22-XDL-W-D15 | Button lens, transparent, flush, Vorwarts, White | 2.3898 | 1
218323 | M22-XDL-W-D16 | Button lens, transparent, flush, Ruckwarts, White | 2.3898 | 1
218324 | M22-XDL-W-D17 | Button lens, transparent, flush, Heben, White | 2.3898 | 1
218325 | M22-XDL-W-D18 | Button lens, transparent, flush, Senken, White | 2.3898 | 1
218316 | M22-XDL-W-D2 | Button lens, transparent, flush, Zu, White | 2.4158 | 1
218317 | M22-XDL-W-D3 | Button lens, transparent, flush, Auf, White | 2.4158 | 1
218318 | M22-XDL-W-D4 | Button lens, transparent, flush, Ab, White | 2.4158 | 1
218320 | M22-XDL-W-D6 | Button lens, transparent, flush, Ein, White | 2.4158 | 1
218327 | M22-XDL-W-GB0 | Button lens, transparent, flush, STOP, White | 2.4158 | 1
218329 | M22-XDL-W-GB1 | Button lens, transparent, flush, START, White | 2.4158 | 1
218337 | M22-XDL-W-GB15 | Button lens, transparent, flush, FORWARD, White | 2.4158 | 1
218338 | M22-XDL-W-GB16 | Button lens, transparent, flush, REVERSE, White | 2.4158 | 1
218339 | M22-XDL-W-GB17 | Button lens, transparent, flush, RAISE, White | 2.4158 | 1
218340 | M22-XDL-W-GB18 | Button lens, transparent, flush, LOWER, White | 2.4158 | 1
218330 | M22-XDL-W-GB2 | Button lens, transparent, flush, CLOSE, White | 2.4158 | 1
218331 | M22-XDL-W-GB3 | Button lens, transparent, flush, UP, White | 2.4158 | 1
218332 | M22-XDL-W-GB4 | Button lens, transparent, flush, DOWN, White | 2.4158 | 1
218335 | M22-XDL-W-GB6 | Button lens, transparent, flush, ON, White | 2.4158 | 1
218333 | M22-XDL-W-GB9 | Button lens, transparent, flush, TEST, White | 2.4158 | 1
218160 | M22-XDL-W-X0 | Button lens, transparent, flush, STOP 0, White | 2.4158 | 1
218296 | M22-XDL-W-X1 | Button lens, transparent, flush, START I, White | 2.4158 | 1
218308 | M22-XDL-W-X10 | Button lens, transparent, flush, Automatic, White | 2.4158 | 1
218309 | M22-XDL-W-X11 | Button lens, transparent, flush, Inch, White | 2.4158 | 1
218310 | M22-XDL-W-X12 | Button lens, transparent, flush, Unlock, White | 2.4158 | 1
218311 | M22-XDL-W-X13 | Button lens, transparent, flush, Loosen, White | 2.4158 | 1
218312 | M22-XDL-W-X14 | Button lens, transparent, flush, Clamp, White | 2.4158 | 1
218313 | M22-XDL-W-X15 | Button lens, transparent, flush, Release, White | 2.4158 | 1
218314 | M22-XDL-W-X16 | Button lens, transparent, flush, Liquid, White | 2.3898 | 1
218315 | M22-XDL-W-X17 | Button lens, transparent, flush, Horn, White | 2.3898 | 1
218301 | M22-XDL-W-X2 | Button lens, transparent, flush, START II, White | 2.3898 | 1
218302 | M22-XDL-W-X4 | Button lens, transparent, flush, Increase, White | 2.3898 | 1
218303 | M22-XDL-W-X5 | Button lens, transparent, flush, Acceptance, White | 2.3898 | 1
218305 | M22-XDL-W-X7 | Button lens, transparent, flush, Direction of movement, White | 2.3898 | 1
218306 | M22-XDL-W-X8 | Button lens, transparent, flush, Direction of movement, White | 2.3898 | 1
218307 | M22-XDL-W-X9 | Button lens, transparent, flush, Hand, White | 2.3898 | 1
216444 | M22-XDL-Y | Button lens, transparent, flush, Yellow | 1.7681 | 1
216440 | M22-XDP-*-* | Button plate, mushroom Individual inscription and color | 2.3898 | 1
216438 | M22-XDP-G | Button plate, mushroom Green | 1.5326 | 1
218283 | M22-XDP-G-GB1 | Mushroom button plate, START, Green | 2.3898 | 1
218254 | M22-XDP-G-X1 | Mushroom button plate, START I, Green | 2.3898 | 1
218257 | M22-XDP-G-X2 | Mushroom button plate, START II, Green | 2.3898 | 1
216437 | M22-XDP-R | Button plate, mushroom Red | 1.5326 | 1
218275 | M22-XDP-R-D5 | Mushroom button plate, Aus, Red | 2.3898 | 1
218281 | M22-XDP-R-GB0 | Mushroom button plate, STOPP, Red | 2.3898 | 1
218289 | M22-XDP-R-GB5 | Mushroom button plate, OFF, Red | 2.3898 | 1
218157 | M22-XDP-R-X0 | Mushroom button plate, STOP 0, Red | 2.3898 | 1
216435 | M22-XDP-S | Button plate, mushroom Black | 1.5326 | 1
218277 | M22-XDP-S-D15 | Mushroom button plate, Vorwarts, Black | 2.3898 | 1
218278 | M22-XDP-S-D16 | Mushroom button plate, Ruckwarts, Black | 2.3898 | 1
218279 | M22-XDP-S-D17 | Mushroom button plate, Heben, Black | 2.3898 | 1
218280 | M22-XDP-S-D18 | Mushroom button plate, Senken, Black | 2.3898 | 1
218272 | M22-XDP-S-D2 | Mushroom button plate, Zu, Black | 2.3898 | 1
218273 | M22-XDP-S-D3 | Mushroom button plate, Auf, Black | 2.3898 | 1
218274 | M22-XDP-S-D4 | Mushroom button plate, Ab, Black | 2.3898 | 1
218276 | M22-XDP-S-D6 | Mushroom button plate, Ein, Black | 2.3898 | 1
218282 | M22-XDP-S-GB0 | Mushroom button plate, STOPP, Black | 2.3898 | 1
218291 | M22-XDP-S-GB15 | Mushroom button plate, FORWARD, Black | 2.3898 | 1
218292 | M22-XDP-S-GB16 | Mushroom button plate, REVERSE, Black | 2.3898 | 1
218293 | M22-XDP-S-GB17 | Mushroom button plate, RAISE, Black | 2.3898 | 1
218294 | M22-XDP-S-GB18 | Mushroom button plate, LOWER, Black | 2.4158 | 1
218285 | M22-XDP-S-GB2 | Mushroom button plate, CLOSE, Black | 2.4158 | 1
218286 | M22-XDP-S-GB3 | Mushroom button plate, UP, Black | 2.4158 | 1
218287 | M22-XDP-S-GB4 | Mushroom button plate, DOWN, Black | 2.4158 | 1
218290 | M22-XDP-S-GB6 | Mushroom button plate, ON, Black | 2.4158 | 1
218288 | M22-XDP-S-GB9 | Mushroom button plate, TEST, Black | 2.4158 | 1
218158 | M22-XDP-S-X0 | Mushroom button plate, STOP 0, Black | 2.4158 | 1
218255 | M22-XDP-S-X1 | Mushroom button plate, START I, Black | 2.4158 | 1
218264 | M22-XDP-S-X10 | Mushroom button plate, Automatic, Black | 2.4158 | 1
218265 | M22-XDP-S-X11 | Mushroom button plate, Inch, Black | 2.4158 | 1
218266 | M22-XDP-S-X12 | Mushroom button plate, Unlock, Black | 2.4158 | 1
218267 | M22-XDP-S-X13 | Mushroom button plate, Loosen, Black | 2.4158 | 1
218268 | M22-XDP-S-X14 | Mushroom button plate, Clamp, Black | 2.4158 | 1
218269 | M22-XDP-S-X15 | Mushroom button plate, Release, Black | 2.4158 | 1
218270 | M22-XDP-S-X16 | Mushroom button plate, Liquid, Black | 2.4158 | 1
218271 | M22-XDP-S-X17 | Mushroom button plate, Horn, Black | 2.4158 | 1
218258 | M22-XDP-S-X2 | Mushroom button plate, START II, Black | 2.4158 | 1
218259 | M22-XDP-S-X4 | Mushroom button plate, Increase, Black | 2.4158 | 1
218260 | M22-XDP-S-X5 | Mushroom button plate, Acceptance, Black | 2.4158 | 1
218261 | M22-XDP-S-X7 | Mushroom button plate, Direction of movement, Black | 2.4158 | 1
218262 | M22-XDP-S-X8 | Mushroom button plate, Direction of movement, Black | 2.4158 | 1
218263 | M22-XDP-S-X9 | Mushroom button plate, Hand, Black | 2.4158 | 1
216436 | M22-XDP-W | Button plate, mushroom White | 1.5456 | 1
218284 | M22-XDP-W-GB1 | Mushroom button plate, START, White | 2.4158 | 1
218256 | M22-XDP-W-X1 | Mushroom button plate, START I, White | 2.4158 | 1
216439 | M22-XDP-Y | Button plate, mushroom Yellow | 1.5456 | 1
216423 | M22-XD-R | Button plate, opaque, flush, Red | 1.5326 | 1
218187 | M22-XD-R-D5 | Button plate, opaque, flush, Aus, Red | 2.4158 | 1
218194 | M22-XD-R-GB0 | Button plate, opaque, flush, STOPP, Red | 2.4158 | 1
218202 | M22-XD-R-GB5 | Button plate, opaque, flush, OFF, Red | 2.4158 | 1
218153 | M22-XD-R-X0 | Button plate, opaque, flush, STOP 0, Red | 2.4158 | 1
216421 | M22-XD-S | Button plate, opaque, flush, Black | 1.5326 | 1
218190 | M22-XD-S-D15 | Button plate, opaque, flush, Vorwarts, Black | 2.4158 | 1
218191 | M22-XD-S-D16 | Button plate, opaque, flush, Ruckwarts, Black | 2.4158 | 1
218192 | M22-XD-S-D17 | Button plate, opaque, flush, Heben, Black | 2.4158 | 1
218193 | M22-XD-S-D18 | Button plate, opaque, flush, Senken, Black | 2.4158 | 1
218184 | M22-XD-S-D2 | Button plate, opaque, flush, Zu, Black | 2.4158 | 1
218185 | M22-XD-S-D3 | Button plate, opaque, flush, Auf, Black | 2.4158 | 1
218186 | M22-XD-S-D4 | Button plate, opaque, flush, Ab, Black | 2.4158 | 1
218188 | M22-XD-S-D6 | Button plate, opaque, flush, Ein, Black | 2.4158 | 1
218195 | M22-XD-S-GB0 | Button plate, opaque, flush, STOP, Black | 2.4158 | 1
218205 | M22-XD-S-GB15 | Button plate, opaque, flush, FORWARD, Black | 2.3898 | 1
218206 | M22-XD-S-GB16 | Button plate, opaque, flush, REVERSE, Black | 2.3898 | 1
218208 | M22-XD-S-GB17 | Button plate, opaque, flush, RAISE, Black | 2.3898 | 1
218209 | M22-XD-S-GB18 | Button plate, opaque, flush, LOWER, Black | 2.3898 | 1
218198 | M22-XD-S-GB2 | Button plate, opaque, flush, CLOSE, Black | 2.3898 | 1
218199 | M22-XD-S-GB3 | Button plate, opaque, flush, UP, Black | 2.4158 | 1
218200 | M22-XD-S-GB4 | Button plate, opaque, flush, DOWN, Black | 2.4158 | 1
218203 | M22-XD-S-GB6 | Button plate, opaque, flush, ON, Black | 2.4158 | 1
218201 | M22-XD-S-GB9 | Button plate, opaque, flush, TEST, Black | 2.4158 | 1
218154 | M22-XD-S-X0 | Button plate, opaque, flush, STOP 0, Black | 2.4158 | 1
218166 | M22-XD-S-X1 | Button plate, opaque, flush, START I, Black | 2.4158 | 1
218176 | M22-XD-S-X10 | Button plate, opaque, flush, Automatic, Black | 2.4158 | 1
218177 | M22-XD-S-X11 | Button plate, opaque, flush, Inch, Black | 2.4158 | 1
218178 | M22-XD-S-X12 | Button plate, opaque, flush, Unlock, Black | 2.4158 | 1
218179 | M22-XD-S-X13 | Button plate, opaque, flush, Loosen, Black | 2.4158 | 1
218180 | M22-XD-S-X14 | Button plate, opaque, flush, Clamp, Black | 2.4158 | 1
218181 | M22-XD-S-X15 | Button plate, opaque, flush, Release, Black | 2.4158 | 1
218182 | M22-XD-S-X16 | Button plate, opaque, flush, Liquid, Black | 2.3898 | 1
218183 | M22-XD-S-X17 | Button plate, opaque, flush, Horn, Black | 2.4158 | 1
218169 | M22-XD-S-X2 | Button plate, opaque, flush, START II, Black | 2.4158 | 1
218170 | M22-XD-S-X4 | Button plate, opaque, flush, Increase, Black | 2.5197 | 1
218171 | M22-XD-S-X5 | Button plate, opaque, flush, Acceptance, Black | 2.4158 | 1
218173 | M22-XD-S-X7 | Button plate, opaque, flush, Direction of movement, Black | 2.4158 | 1
218174 | M22-XD-S-X8 | Button plate, opaque, flush, Direction of movement, Black | 2.3898 | 1
218175 | M22-XD-S-X9 | Button plate, opaque, flush, Hand, Black | 2.4807 | 1
216422 | M22-XD-W | Button plate, opaque, flush, White | 1.5196 | 1
218197 | M22-XD-W-GB1 | Button plate, opaque, flush, START, White | 2.4158 | 1
218167 | M22-XD-W-X1 | Button plate, opaque, flush, START I, White | 2.4158 | 1
216425 | M22-XD-Y | Button plate, opaque, flush, Yellow | 1.5326 | 1
254849 | M22-XE | Safety fixing set for M22 elements | 16.2221 | 1
218945 | M22-XE5 | Fixing plate, for shroud to panel connection (M22), 5 assembly elements | 5.8424 | 1
231273 | M22-XGPV | Guard-ring, emerg. switching off, yellow | 12.8452 | 1
231274 | M22-XGWK | Guard-ring for selector switch buttons, black | 9.4683 | 1
229162 | M22-XI | Connecting screw, M20, IP67 | 4.9968 | 1
100647 | M22-XKDP | Dust protection cap for M22-K-…, front mount | 1.1819 | 50
216458 | M22-XL-*-* | Lens, indicator light, flush, Individual inscription and color | 2.4158 | 1
118740 | M22-XL-A | Lens, indicator light, flush, Amber | 2.2599 | 1
216457 | M22-XL-B | Lens, indicator light, flush, Blue | 1.845 | 1
271541 | M22-XLED220 | LED series element 220V DC, for LED 12-30V | 26.1579 | 1
231080 | M22-XLED230-T | LED test element AC (85-264VAC), screw connection | 13.6634 | 1
231078 | M22-XLED60 | LED series element 42-60VAC/DC for LED 12-30V | 9.1825 | 1
231079 | M22-XLED-T | LED test element AC/DC (12-240VAC/DC), screw connection | 9.0786 | 1
216455 | M22-XL-G | Lens, indicator light, flush, Green | 1.845 | 1
218414 | M22-XL-G-GB1 | Lens, indicator light, flush, START, Green | 2.3898 | 1
218384 | M22-XL-G-X1 | Lens, indicator light, flush, START I, Green | 2.3898 | 1
218386 | M22-XL-G-X2 | Lens, indicator light, flush, START II, Green | 2.3898 | 1
118741 | M22-XLH-A |  | 1.9218 | 1
216463 | M22-XLH-B | Lens, indicator light, raised, Blue | 3.3769 | 1
216461 | M22-XLH-G | Lens, indicator light, raised, Green | 3.3769 | 1
216460 | M22-XLH-R | Lens, indicator light, raised, Red | 3.3769 | 1
216459 | M22-XLH-W | Lens, indicator light, raised, White | 3.3769 | 1
216462 | M22-XLH-Y | Lens, indicator light, raised, Yellow | 3.3769 | 1
216454 | M22-XL-R | Lens, indicator light, flush, Red | 1.845 | 1
218406 | M22-XL-R-D5 | Lens, indicator light, flush, Aus, Red | 2.3898 | 1
218412 | M22-XL-R-GB0 | Lens, indicator light, flush, STOP, Red | 2.3898 | 1
218420 | M22-XL-R-GB5 | Lens, indicator light, flush, OFF, Red | 2.3898 | 1
218163 | M22-XL-R-X0 | Lens, indicator light, flush, STOP 0, Red | 2.3898 | 1
216453 | M22-XL-W | Lens, indicator light, flush, White | 1.845 | 1
218408 | M22-XL-W-D15 | Lens, indicator light, flush, Vorwarts, White | 2.3898 | 1
218409 | M22-XL-W-D16 | Lens, indicator light, flush, Ruckwarts, White | 2.3898 | 1
218410 | M22-XL-W-D17 | Lens, indicator light, flush, Heben, White | 2.3898 | 1
218411 | M22-XL-W-D18 | Lens, indicator light, flush, Senken, White | 2.3898 | 1
218403 | M22-XL-W-D2 | Lens, indicator light, flush, Zu, White | 2.3898 | 1
218404 | M22-XL-W-D3 | Lens, indicator light, flush, Auf, White | 2.3898 | 1
218405 | M22-XL-W-D4 | Lens, indicator light, flush, Ab, White | 2.3898 | 1
218407 | M22-XL-W-D6 | Lens, indicator light, flush, Ein, White | 2.3898 | 1
218413 | M22-XL-W-GB0 | Lens, indicator light, flush, STOP, White | 2.3898 | 1
218415 | M22-XL-W-GB1 | Lens, indicator light, flush, START, White | 2.3898 | 1
218422 | M22-XL-W-GB15 | Lens, indicator light, flush, FORWARD, White | 2.3898 | 1
218423 | M22-XL-W-GB16 | Lens, indicator light, flush, REVERSE, White | 2.3898 | 1
218424 | M22-XL-W-GB17 | Lens, indicator light, flush, RAISE, White | 2.3898 | 1
218425 | M22-XL-W-GB18 | Lens, indicator light, flush, LOWER, White | 2.3898 | 1
218416 | M22-XL-W-GB2 | Lens, indicator light, flush, CLOSE, White | 2.3898 | 1
218417 | M22-XL-W-GB3 | Lens, indicator light, flush, UP, White | 2.3898 | 1
218418 | M22-XL-W-GB4 | Lens, indicator light, flush, DOWN, White | 2.3898 | 1
218421 | M22-XL-W-GB6 | Lens, indicator light, flush, ON, White | 2.3898 | 1
218419 | M22-XL-W-GB9 | Lens, indicator light, flush, TEST, White | 2.3898 | 1
218164 | M22-XL-W-X0 | Lens, indicator light, flush, STOP 0, White | 2.3898 | 1
218385 | M22-XL-W-X1 | Lens, indicator light, flush, START I, White | 2.3898 | 1
218393 | M22-XL-W-X10 | Lens, indicator light, flush, Automatic, White | 2.3898 | 1
218394 | M22-XL-W-X11 | Lens, indicator light, flush, Inch, White | 2.3898 | 1
218395 | M22-XL-W-X12 | Lens, indicator light, flush, Unlock, White | 2.3898 | 1
218396 | M22-XL-W-X13 | Lens, indicator light, flush, Loosen, White | 2.3898 | 1
218399 | M22-XL-W-X14 | Lens, indicator light, flush, Clamp, White | 2.3898 | 1
218400 | M22-XL-W-X15 | Lens, indicator light, flush, Release, White | 2.3898 | 1
218401 | M22-XL-W-X16 | Lens, indicator light, flush, Liquid, White | 2.3898 | 1
218402 | M22-XL-W-X17 | Lens, indicator light, flush, Horn, White | 2.3898 | 1
218387 | M22-XL-W-X2 | Lens, indicator light, flush, START II, White | 2.3898 | 1
218388 | M22-XL-W-X4 | Lens, indicator light, flush, Increase, White | 2.3898 | 1
218389 | M22-XL-W-X5 | Lens, indicator light, flush, Acceptance, White | 2.3898 | 1
218390 | M22-XL-W-X7 | Lens, indicator light, flush, Direction of movement, White | 2.3898 | 1
218391 | M22-XL-W-X8 | Lens, indicator light, flush, Direction of movement, White | 2.3898 | 1
218392 | M22-XL-W-X9 | Lens, indicator light, flush, Hand, White | 2.3898 | 1
216456 | M22-XL-Y | Lens, indicator light, flush, Yellow | 1.845 | 1
121476 | M22-XPV60-Y-120 | LED Illuminated ring, 120V | 95.7071 | 1
138280 | M22-XPV60-Y-230 | LED Illuminated ring, 230V | 81.0243 | 1
121477 | M22-XPV60-Y-24 | LED Illuminated ring, 24V | 62.4979 | 1
173030 | M22-XSMC |  | 2.6137 | 10
216480 | M22-XST | Insert label (fit in label carrier), 18x27mm | 0.69186 | 25
216482 | M22-XST-* | Insert label (fit in label carrier), 18x27mm, individual inscription | 1.6105 | 1
271885 | M22-XSTAHL1-MS* | #N/A | 32.7039 | 1
271884 | M22-XSTAHL1-MS1 | #N/A | 32.7039 | 1
271886 | M22-XSTAHL2 | #N/A | 2.8444 | 2000
271887 | M22-XSTAHL3 | #N/A | 2.8444 | 2000
271888 | M22-XSTAHL4 | #N/A | 0.92215 | 1
271889 | M22-XSTAHL5 | #N/A | 0.92215 | 1
281629 | M22-XSTAHL6 | #N/A | 0.92215 | 1
281661 | M22-XSTAHL7 | #N/A | 0.3247 | 1
281662 | M22-XSTAHL8 | #N/A | 0.3247 | 1
281660 | M22-XSTAHL9 | #N/A | 0.3247 | 1
216405 | M22-XW | Plunger Bridge for selector switch | 0.84422 | 10
231275 | M22-XWS | Protective diaphragm, for key operated actuator | 8.5331 | 1
231181 | M22-XYK-* | Emerg. switching off label, IP66, 50x50, individual inscription | 8.8838 | 1
216484 | M22-XYK1 | Emerg. switching off label, IP66, 50x50, DE, EN, FR, IT | 7.9617 | 1
121373 | M22-XYK11 |  | 5.4061 | 1
180471 | M22-XYK-ESS |  | 3.4593 | 1
216470 | M22-XZK | Emerg. switching off label, IP66, 33x50, blank | 4.0133 | 1
216479 | M22-XZK-* | Emerg. switching off label, IP66, 33x50, individual inscription | 4.9095 | 1
121089 | M22-XZK1-D99 |  | 2.3689 | 1
216471 | M22-XZK-D99 | Emerg. switching off label, IP66, 33x50, DE | 4.0133 | 1
216478 | M22-XZK-DK99 | Emerg. switching off label, IP66, 33x50, DK | 3.9484 | 1
180470 | M22-XZK-ESS |  | 2.3689 | 1
180474 | M22-XZK-ESS2 |  | 4.6284 | 1
216473 | M22-XZK-F99 | Emerg. switching off label, IP66, 33x50, FR | 3.9484 | 1
216472 | M22-XZK-GB99 | Emerg. switching off label, IP66, 33x50, EN | 4.0133 | 1
216474 | M22-XZK-I99 | Emerg. switching off label, IP66, 33x50, IT | 3.9484 | 1
216475 | M22-XZK-NL99 | Emerg. switching off label, IP66, 33x50, NL | 3.9484 | 1
216476 | M22-XZK-S99 | Emerg. switching off label, IP66, 33x50, SW | 3.9484 | 1
216477 | M22-XZK-SF99 | Emerg. switching off label, IP66, 33x50, FIN | 3.9484 | 1
216399 | M22-ZA | Centering component adapter in connection M22-TC | 2.169 | 1
19709 | M3-CI23 | Mounting plates for CI enclosures, Galvanized steel, 3 mm thick | 17.7224 | 1
29201 | M3-CI43 | Mounting plates for CI enclosures, Galvanized steel, 3 mm thick | 30.7207 | 1
31574 | M3-CI44 | Mounting plates for CI enclosures, Galvanized steel, 3 mm thick | 46.2545 | 1
3036 | M3-CI45 | Mounting plates for CI enclosures, Galvanized steel, 3 mm thick | 79.1638 | 1
36320 | M3-CI48 | Mounting plates for CI enclosures, Galvanized steel, 3 mm thick | 100.6362 | 1
290191 | MBS-I2 | Mounting plate schield | 22.8789 | 1
118742 | MBS-I4 | Mounting plate schield | 36.0535 | 1
139526 | MC-ACP-BAT02 | #N/A | 131.2101 | 1
177175 | MCB-HK-SWD | Auxiliary contact SWD, for: PF, PFL, PL, dRCM, mRB | 75.3181 | 1
88527 | MCS11 | Pressure switch, 1co contact, Max.pressure=15 Bar, IP65, variable switching diff | 145.8664 | 1
58692 | MCS11-G | Pressure switch, 1co contact with gold-plated, Max.pressure=15 Bar, IP65, variable switching diff | 84.4836 | 1
87793 | MCS11-SOND910-G | Pressure switch, 2co cont with gold-plated, Max.pressure=15 Bar, IP65, variable switching diff | 101.3188 | 1
90900 | MCS11-U | Pressure switch, 1co contact, Max.pressure=15 Bar, IP65 | 75.8738 | 1
58691 | MCS22-G | Pressure switch, 1co contact with gold-plated, Max.pressure=25 Bar, IP65, variable switching diff | 86.3285 | 1
87794 | MCS22-SOND910-G | Pressure switch, 2co cont with gold-plated, Max.pressure=25 Bar, IP65, variable switching diff | 103.1637 | 1
17338 | MCS22SONDOD | Pressure switch, 1co contact, Max.pressure=25 Bar, IP65, fixed switching diff | 86.021 | 1
12592 | MCS22-U | Pressure switch, 1co contact, Max.pressure=25 Bar, IP65 | 77.7956 | 1
19711 | MCS4 | Pressure switch, 1co contact, Max.pressure=7 Bar, IP65, variable switching diff | 84.3298 | 1
58693 | MCS4-G | Pressure switch, 1co contact with gold-plated, Max.pressure=7 Bar, IP65, variable switching diff | 84.3298 | 1
87792 | MCS4-SOND910-G | Pressure switch, 2co cont with gold-plated, Max.pressure=7 Bar, IP65, variable switching diff | 101.165 | 1
26830 | MCS4SONDOD | Pressure switch, 1co contact, Max.pressure=7 Bar, IP65, fixed switching diff | 84.0223 | 1
88612 | MCS4-U | Pressure switch, 1co contact, Max.pressure=7 Bar, IP65 | 75.72 | 1
29203 | MCSN11 | Pressure switch, 3nc cont, Max.pressure=15 Bar, IP65, variable switching diff | 104.4829 | 1
33949 | MCSN11-V | Pressure switch, 3nc cont, Max.pressure=15 Bar, IP65, with relief valve, variable switching diff | 251.6949 | 1
38695 | MCSN16 | Pressure switch, 3nc cont, Max.pressure=25 Bar, IP65, variable switching diff | 103.9448 | 1
43441 | MCSN16-V | Pressure switch, 3nc cont, Max.pressure=25 Bar, IP65, with relief valve, variable switching diff | 249.0813 | 1
26904 | MCSN16-VG | Pressure switch, 3nc cont, Max.pressure=25 Bar, IP65, with relief valve, variable switching diff | 247.6084 | 1
52933 | MCSN22-V | Pressure switch, 3nc cont, Max.pressure=25 Bar, IP65, with relief valve, variable switching diff | 253.8474 | 1
57679 | MCSN4 |  | 103.176 | 1
62425 | MCSN4-V | Pressure switch, 3nc cont, Max.pressure=7 Bar, IP65, with relief valve, variable switching diff | 250.3881 | 1
26604 | MCSN4-VG | Pressure switch, 3nc cont, Max.pressure=7 Bar, IP65, with relief valve, variable switching diff | 250.3881 | 1
139528 | MEMORY-CF-A1-S | Memory cards | 125.8692 | 1
139803 | MEMORY-CF-BRS-1 | Memory cards without OS, without license, for storing measured data | 421.1456 | 1
139807 | MEMORY-SD-A1-S | SD-Card, Size standard without OS | 107.7252 | 1
181638 | MEMORY-SD-A2-S |  | 138.0037 | 1
EMI3P-Y2C0 | Meter, 3P, DIN/Panel, ModB, 5A CT |  | 1046.0847 | #N/A
EMI3P-Y2R0 | Meter, 3P, DIN/Panel, ModB, Rog |  | 1506.362 | #N/A
215451 | MFD25 | Multiple sealing,metric, for cable glands V-M, M25 | 4.5513 | 25
215452 | MFD32 | Multiple sealing,metric, for cable glands V-M, M32 | 4.9242 | 25
266041 | MFD-800-CAB5 | Connection cable MFD to easy800,config., 5m | 192.6994 | 1
2010801 | MFD-COMBINATION | MFD customer specification | 136.3987 | 1
115736 | MFD-CP4-CO | Central unit for MFD-Titan, CanOpen, for EC4P, XC100, XC121, XC200 | 268.1566 | 1
265364 | MFD-RA17 | Input/Output unit,24V=,Dio=12/4R,Aio=4/1 | 299.7074 | 1
106047 | MFD-TAP13-NI-A | I/O unit, 24VDC, 6-inputs, 4-transistor outputs, 1AO, 2-temp. modules | 560.3427 | 1
106045 | MFD-TAP13-PT-A | I/O unit, 24VDC, 6-inputs, 4-transistor outputs, 1AO, 2-temp. modules | 560.3427 | 1
106046 | MFD-TAP13-PT-B | I/O unit, 24VDC, 6-inputs, 4-transistor outputs, 1AO, 2-temp. modules | 560.3427 | 1
106042 | MFD-TP12-PT-A | I/O unit, 24VDC, 6-inputs, 4-transistor outputs, 2-temp. modules | 481.6327 | 1
106043 | MFD-TP12-PT-B | I/O unit, 24VDC, 6-inputs, 4-transistor outputs, 2-temp. modules | 487.9455 | 1
CH-PLC | MFH PLC Indicator accessory | Indication accessory | 117.5401 | 12
215453 | MFV25-6 | Sealing plugs for spare openings in MFD25 | 2.2909 | 50
215454 | MFV32-7 | Sealing plugs for spare openings in MFD32 | 2.6623 | 50
BVL50 | MICRO SWITCH NH TYPE B000005084 | Micro switch NH, type B000005084 | 53.304 | #N/A
CH14MS-1D | MICRO SWITCH PM-1 I | #N/A | 17.1847 | 5
CH14MS-3D | MICRO SWITCH PM-1 III | #N/A | 19.2869 | 2
177081 | MICRO-2 | Micro board IP30 1 row 2 modules, without door | 4.6101 | 1
177065 | MICRO-4 | Micro board IP30 1 row 4 modules, without door | 6.2865 | 1
177066 | MINI-2 | Mini board IP20 1 row 2 modules, without door | 6.0769 | 1
177071 | MINI-2-T | Mini board IP30 1 row 2 modules, with transparent door, without N/PE terminal | 7.3342 | 1
177067 | MINI-3 | Mini board IP20 1 row 3 modules, without door | 7.1247 | 1
177072 | MINI-3-T | Mini board IP30 1 row 3 modules, with transparent door, without N/PE terminal | 8.5915 | 1
177068 | MINI-4 | Mini board IP20 1 row 4 modules, without door | 8.3401 | 1
177073 | MINI-4-T | Mini board IP30 1 row 4 modules, with transparent door, without N/PE terminal | 10.2679 | 1
177069 | MINI-5 | Mini board IP20 1 row 5 modules, without door | 12.3634 | 1
177074 | MINI-5-ST | Mini board IP30 1 row 5 modules, with transparent door, with N/PE terminal | 14.878 | 1
177070 | MINI-6 | Mini board IP20 1 row 6 modules, without door | 16.5544 | 1
177075 | MINI-6-ST | Mini board IP30 1 row 6 modules, with transparent door, with N/PE terminal | 18.6499 | 1
178917 | MIP3-KLV | Mounting plate for KLV-36…M- | 20.1167 | 1
178918 | MIP4-KLV | Mounting plate for KLV-48…M- | 29.1693 | 1
71913 | M-MCS | Pressure pipe flange (R1/2" ) with pressure gauge connection (R1/4" ) | 17.9114 | 1
74286 | M-MCSN | Pressure pipe flange for MCSN | 18.3727 | 1
1314337 | MPDMV160N | Multipole Mechanism DMV160N | 123.2727 | #N/A
1314039 | MPDMV250N/400N | Multipole Mechanism DMV 250N/400N | 453.4652 | #N/A
1314040 | MPDMV630N/1000N | Multipole Mechanism DMV 630N/1000N | 633.1425 | #N/A
275423 | MS-61005 | Metal key for lock | 8.73 | 1
281925 | MSC-D-0,25-M7(230V50HZ) | Motor-starter combination direct, 230V AC control, Ie=0.21A, Pmax0.06kW | 128.4736 | 1
102737 | MSC-D-0,25-M7(230V50HZ)/BBA | DOL starter, 3p, 0.06kW/400V/AC3, 100kA, +busbar adapter | 168.5325 | 1
283154 | MSC-D-0,25-M7(24VDC) | Motor-starter combination direct, 24V DC control, Ie=0.21A, Pmax0.06kW | 131.5074 | 1
102964 | MSC-D-0,25-M7(24VDC)/BBA | DOL starter, 3p, 0.06kW/400V/AC3, 100kA, +busbar adapter | 171.5045 | 1
281926 | MSC-D-0,4-M7(230V50HZ) | Motor-starter combination direct, 230V AC control, Ie=0.31A, Pmax0.09kW | 104.5125 | 1
102738 | MSC-D-0,4-M7(230V50HZ)/BBA | DOL starter, 3p, 0.09kW/400V/AC3, 100kA, +busbar adapter | 144.5715 | 1
283155 | MSC-D-0,4-M7(24VDC) | Motor-starter combination direct, 24V DC control, Ie=0.31A, Pmax0.09kW | 107.4844 | 1
102965 | MSC-D-0,4-M7(24VDC)/BBA | DOL starter, 3p, 0.09kW/400V/AC3, 100kA, +busbar adapter | 147.5434 | 1
281927 | MSC-D-0,63-M7(230V50HZ) | Motor-starter combination direct, 230V AC control, Ie=0.41A, Pmax0.12kW | 103.0265 | 1
102739 | MSC-D-0,63-M7(230V50HZ)/BBA | DOL starter, 3p, 0.18kW/400V/AC3, 100kA, +busbar adapter | 143.0855 | 1
283156 | MSC-D-0,63-M7(24VDC) | Motor-starter combination direct, 24V DC control, Ie=0.41A, Pmax0.12kW | 105.9984 | 1
102966 | MSC-D-0,63-M7(24VDC)/BBA | DOL starter, 3p, 0.18kW/400V/AC3, 100kA, +busbar adapter | 146.0574 | 1
283140 | MSC-D-1,6-M7(230V50HZ) | Motor-starter combination direct, 230V AC control, Ie=1.1A, Pmax0.37kW | 102.7169 | 1
102951 | MSC-D-1,6-M7(230V50HZ)/BBA | DOL starter, 3p, 0.55kW/400V/AC3, 100kA, +busbar adapter | 142.7759 | 1
283159 | MSC-D-1,6-M7(24VDC) | Motor-starter combination direct, 24V DC control, Ie=1.1A, Pmax0.37kW | 105.6269 | 1
102968 | MSC-D-1,6-M7(24VDC)/BBA | DOL starter, 3p, 0.55kW/400V/AC3, 100kA, +busbar adapter | 145.6859 | 1
101045 | MSC-D-10-M17(230V50HZ) | Motor-starter combination direct, 230V AC control, Ie=8.5A, Pmax4.0kW | 140.6708 | 1
101047 | MSC-D-10-M17(24VDC) | Motor-starter combination direct, 24V DC control, Ie=8.5A, Pmax4.0kW | 180.2964 | 1
283146 | MSC-D-10-M7 (230V50HZ) | Motor-starter combination direct, 230V AC control, Ie=6.6A, Pmax3.0kW | 108.2274 | 1
102955 | MSC-D-10-M7(230V50HZ)/BBA | DOL starter, 3p, 3.0kW/400V/AC3, 100kA, +busbar adapter | 147.2338 | 1
283165 | MSC-D-10-M7(24VDC) | Motor-starter combination direct, 24V DC control, Ie=6.6A, Pmax3.0kW | 111.1993 | 1
102972 | MSC-D-10-M7(24VDC)/BBA | DOL starter, 3p, 3.0kW/400V/AC3, 100kA, +busbar adapter | 151.2583 | 1
283147 | MSC-D-10-M9 (230V50HZ) | Motor-starter combination direct, 230V AC control, Ie=8.5A, Pmax4.0kW | 108.2274 | 1
102956 | MSC-D-10-M9(230V50HZ)/BBA | DOL starter, 3p, 4.0kW/400V/AC3, 100kA, +busbar adapter | 148.2864 | 1
283166 | MSC-D-10-M9(24VDC) | Motor-starter combination direct, 24V DC control, Ie=8.5A, Pmax4.0kW | 111.0135 | 1
102973 | MSC-D-10-M9(24VDC)/BBA | DOL starter, 3p, 4.0kW/400V/AC3, 100kA, +busbar adapter | 151.0725 | 1
283148 | MSC-D-12-M12(230V50HZ) | Motor-starter combination direct, 230V AC control, Ie=11.3A, Pmax5.5kW | 108.7846 | 1
102957 | MSC-D-12-M12(230V50HZ)/BBA | DOL starter, 3p, 5.5kW/400V/AC3, 100kA, +busbar adapter | 148.8436 | 1
283167 | MSC-D-12-M12(24VDC) | Motor-starter combination direct, 24V DC control, Ie=11.3A, Pmax5.5kW | 111.6327 | 1
102974 | MSC-D-12-M12(24VDC)/BBA | DOL starter, 3p, 5.5kW/400V/AC3, 100kA, +busbar adapter | 151.6298 | 1
101046 | MSC-D-12-M17(230V50HZ) | Motor-starter combination direct, 230V AC control, Ie=11.3A, Pmax5.5kW | 140.1755 | 1
101048 | MSC-D-12-M17(24VDC) | Motor-starter combination direct, 24V DC control, Ie=11.3A, Pmax5.5kW | 179.8011 | 1
283150 | MSC-D-16-M17(230V50HZ) | Motor-starter combination direct, 230V AC control, Ie=16.0A, Pmax7.5kW | 141.4138 | 1
102961 | MSC-D-16-M17(230V50HZ)/BBA | DOL starter, 3p, 7.5kW/400V/AC3, 50kA, +busbar adapter | 172.1855 | 1
283168 | MSC-D-16-M17(24VDC) | Motor-starter combination direct, 24V DC control, Ie=16.0A, Pmax7.5kW | 181.1013 | 1
102978 | MSC-D-16-M17(24VDC)/BBA | DOL starter, 3p, 7.5kW/400V/AC3, 50kA, +busbar adapter | 211.8111 | 1
281929 | MSC-D-1-M7(230V50HZ) | Motor-starter combination direct, 230V AC control, Ie=0.8A, Pmax0.25kW | 102.4074 | 1
102950 | MSC-D-1-M7(230V50HZ)/BBA | DOL starter, 3p, 0.25kW/400V/AC3, 100kA, +busbar adapter | 142.4663 | 1
283158 | MSC-D-1-M7(24VDC) | Motor-starter combination direct, 24V DC control, Ie=0.8A, Pmax0.25kW | 105.3793 | 1
102967 | MSC-D-1-M7(24VDC)/BBA | DOL starter, 3p, 0.25kW/400V/AC3, 100kA, +busbar adapter | 145.4383 | 1
115898 | MSC-D-2,5-M7(110V50HZ,120V60HZ) | Motor-starter combination direct, 110V/50Hz, 120V/60Hz control, Ie=1.9A, Pmax0.75kW | 105.0697 | 1
283142 | MSC-D-2,5-M7(230V50HZ) | Motor-starter combination direct, 230V AC control, Ie=1.9A, Pmax0.75kW | 105.2554 | 1
102952 | MSC-D-2,5-M7(230V50HZ)/BBA | DOL starter, 3p, 0.75kW/400V/AC3, 100kA, +busbar adapter | 145.3764 | 1
283161 | MSC-D-2,5-M7(24VDC) | Motor-starter combination direct, 24V DC control, Ie=1.9A, Pmax0.75kW | 108.2274 | 1
102969 | MSC-D-2,5-M7(24VDC)/BBA | DOL starter, 3p, 0.75kW/400V/AC3, 100kA, +busbar adapter | 148.2864 | 1
283151 | MSC-D-25-M25(230V50HZ) | Motor-starter combination direct, 230V AC control, Ie=21.7A, Pmax11kW | 143.0855 | 1
102962 | MSC-D-25-M25(230V50HZ)/BBA | DOL starter, 3p, 11kW/400V/AC3, 50kA, +busbar adapter | 173.8572 | 1
283169 | MSC-D-25-M25(24VDC) | Motor-starter combination direct, 24V DC control, Ie=21.7A, Pmax11kW | 182.8349 | 1
102979 | MSC-D-25-M25(24VDC)/BBA | DOL starter, 3p, 11kW/400V/AC3, 50kA, +busbar adapter | 213.6066 | 1
283152 | MSC-D-32-M32(230V50HZ) | Motor-starter combination direct, 230V AC control, Ie=29.3A, Pmax15kW | 143.5808 | 1
102963 | MSC-D-32-M32(230V50HZ)/BBA | DOL starter, 3p, 15kW/400V/AC3, 50kA, +busbar adapter | 174.3526 | 1
283170 | MSC-D-32-M32(24VDC) | Motor-starter combination direct, 24V DC control, Ie=29.3A, Pmax15kW | 183.2683 | 1
102980 | MSC-D-32-M32(24VDC)/BBA | DOL starter, 3p, 15kW/400V/AC3, 50kA, +busbar adapter | 214.102 | 1
283143 | MSC-D-4-M7(230V50HZ) | Motor-starter combination direct, 230V AC control, Ie=2.6A, Pmax1.1kW | 104.9459 | 1
102953 | MSC-D-4-M7(230V50HZ)/BBA | DOL starter, 3p, 1.5kW/400V/AC3, 100kA, +busbar adapter | 145.0049 | 1
283162 | MSC-D-4-M7(24VDC) | Motor-starter combination direct, 24V DC control, Ie=2.6A, Pmax1.1kW | 107.8559 | 1
102970 | MSC-D-4-M7(24VDC)/BBA | DOL starter, 3p, 1.5kW/400V/AC3, 100kA, +busbar adapter | 147.9768 | 1
283145 | MSC-D-6,3-M7(230V50HZ) | Motor-starter combination direct, 230V AC control, Ie=5.0A, Pmax2.2kW | 107.794 | 1
102954 | MSC-D-6,3-M7(230V50HZ)/BBA | DOL starter, 3p, 2.2kW/400V/AC3, 100kA, +busbar adapter | 147.8529 | 1
283164 | MSC-D-6,3-M7(24VDC) | Motor-starter combination direct, 24V DC control, Ie=5.0A, Pmax2.2kW | 110.7659 | 1
102971 | MSC-D-6,3-M7(24VDC)/BBA | DOL starter, 3p, 2.2kW/400V/AC3, 100kA, +busbar adapter | 150.8249 | 1
121735 | MSC-DE-1,2-M7(230V50HZ) | Direct combination of electronic motor starter and contactor 0,37 kW AC-3 | 399.6611 | 1
121736 | MSC-DE-1,2-M7(24VDC) | Direct combination of electronic motor starter and contactor 0,37 kW AC-3 | 402.5711 | 1
121743 | MSC-DE-12-M12(230V50HZ) | Direct combination of electronic motor starter and contactor 5,5 kW AC-3 | 349.0147 | 1
121744 | MSC-DE-12-M12(24VDC) | Direct combination of electronic motor starter and contactor 5,5 kW AC-3 | 351.8009 | 1
121745 | MSC-DE-12-M17(230V50HZ) | Direct combination of electronic motor starter and contactor 5,5 kW AC-3 | 380.4056 | 1
121746 | MSC-DE-12-M17(24VDC) | Direct combination of electronic motor starter and contactor 5,5 kW AC-3 | 420.0312 | 1
121739 | MSC-DE-12-M7(230V50HZ) | Direct combination of electronic motor starter and contactor 3 kW AC-3 | 347.9621 | 1
121740 | MSC-DE-12-M7(24VDC) | Direct combination of electronic motor starter and contactor 3 kW AC-3 | 350.8721 | 1
121741 | MSC-DE-12-M9(230V50HZ) | Direct combination of electronic motor starter and contactor 4 kW AC-3 | 347.9621 | 1
121742 | MSC-DE-12-M9(24VDC) | Direct combination of electronic motor starter and contactor 4 kW AC-3 | 298.3599 | 1
121747 | MSC-DE-32-M17(230V50HZ) | Direct combination of electronic motor starter and contactor 7,5 kW AC-3 | 386.1018 | 1
121748 | MSC-DE-32-M17(24VDC) | Direct combination of electronic motor starter and contactor 7,5 kW AC-3 | 425.7893 | 1
121749 | MSC-DE-32-M25(230V50HZ) | Direct combination of electronic motor starter and contactor 11 kW AC-3 | 386.1018 | 1
121750 | MSC-DE-32-M25(24VDC) | Direct combination of electronic motor starter and contactor 11 kW AC-3 | 425.7893 | 1
121751 | MSC-DE-32-M32(230V50HZ) | Direct combination of electronic motor starter and contactor 15 kW AC-3 | 386.1018 | 1
121752 | MSC-DE-32-M32(24VDC) | Direct combination of electronic motor starter and contactor 15 kW AC-3 | 425.7893 | 1
121737 | MSC-DE-4-M7(230V50HZ) | Direct combination of electronic motor starter and contactor 1,5 kW AC-3 | 348.1479 | 1
121738 | MSC-DE-4-M7(24VDC) | Direct combination of electronic motor starter and contactor 1,5 kW AC-3 | 351.1198 | 1
167822 | MSC-DEA-1,2-M17-SP(24VDC) | Direct combination of electronic motor starter and contactor with SW-DT communication 0,5 kW AC-3 | 519.9 | 1
121753 | MSC-DEA-1,2-M7(24VDC) | Direct combination of electronic motor starter and contactor with SW-DT communication 0,37 kW AC-3 | 428.8231 | 1
121757 | MSC-DEA-12-M12(24VDC) | Direct combination of electronic motor starter and contactor with SW-DT communication 5,5 kW AC-3 | 374.3998 | 1
121758 | MSC-DEA-12-M17(24VDC) | Direct combination of electronic motor starter and contactor with SW-DT communication 5,5 kW AC-3 | 442.8159 | 1
167824 | MSC-DEA-12-M17-SP(24VDC) | Direct combination of electronic motor starter and contactor with SW-DT communication 7,5 kW AC-3 | 464.7338 | 1
121755 | MSC-DEA-12-M7(24VDC) | Direct combination of electronic motor starter and contactor with SW-DT communication 3 kW AC-3 | 373.6568 | 1
121756 | MSC-DEA-12-M9(24VDC) | Direct combination of electronic motor starter and contactor with SW-DT communication 4 kW AC-3 | 373.5949 | 1
121759 | MSC-DEA-32-M17(24VDC) | Direct combination of electronic motor starter and contactor with SW-DT communication 7,5 kW AC-3 | 448.4501 | 1
121760 | MSC-DEA-32-M25(24VDC) | Direct combination of electronic motor starter and contactor with SW-DT communication 11 kW AC-3 | 448.4501 | 1
121761 | MSC-DEA-32-M32(24VDC) | Direct combination of electronic motor starter and contactor with SW-DT communication 15 kW AC-3 | 448.4501 | 1
167825 | MSC-DEA-32-M32-SP(24VDC) | Direct combination of electronic motor starter and contactor with SW-DT communication 15 kW AC-3 | 470.368 | 1
167823 | MSC-DEA-4-M17-SP(24VDC) | Direct combination of electronic motor starter and contactor with SW-DT communication 2 kW AC-3 | 464.9195 | 1
121754 | MSC-DEA-4-M7(24VDC) | Direct combination of electronic motor starter and contactor with SW-DT communication 1,5 kW AC-3 | 373.8426 | 1
283171 | MSC-R-0,25-M7(230V50HZ) | Motor-starter comb. reversing, 230V AC control, Ie=0.21A, Pmax0.06kW | 211.873 | 1
102981 | MSC-R-0,25-M7(230V50HZ)/BBA | Reversing starter, 3p, 0.06kW/400V/AC3, 100kA, +busbar adapter | 281.4655 | 1
283190 | MSC-R-0,25-M7(24VDC) | Motor-starter comb. reversing, 24V DC control, Ie=0.21A, Pmax0.06kW | 217.5692 | 1
102997 | MSC-R-0,25-M7(24VDC)/BBA | Reversing starter, 3p, 0.06kW/400V/AC3, 100kA, +busbar adapter | 287.2235 | 1
283172 | MSC-R-0,4-M7(230V50HZ) | Motor-starter comb. reversing, 230V AC control, Ie=0.31A, Pmax0.09kW | 187.85 | 1
102982 | MSC-R-0,4-M7(230V50HZ)/BBA | Reversing starter, 3p, 0.09kW/400V/AC3, 100kA, +busbar adapter | 257.5044 | 1
283191 | MSC-R-0,4-M7(24VDC) | Motor-starter comb. reversing, 24V DC control, Ie=0.31A, Pmax0.09kW | 193.6081 | 1
102998 | MSC-R-0,4-M7(24VDC)/BBA | Reversing starter, 3p, 0.09kW/400V/AC3, 100kA, +busbar adapter | 263.2625 | 1
283173 | MSC-R-0,63-M7(230V50HZ) | Motor-starter comb. reversing, 230V AC control, Ie=0.41A, Pmax0.12kW | 186.426 | 1
102983 | MSC-R-0,63-M7(230V50HZ)/BBA | Reversing starter, 3p, 0.18kW/400V/AC3, 100kA, +busbar adapter | 256.0184 | 1
283192 | MSC-R-0,63-M7(24VDC) | Motor-starter comb. reversing, 24V DC control, Ie=0.41A, Pmax0.12kW | 192.1222 | 1
102999 | MSC-R-0,63-M7(24VDC)/BBA | Reversing starter, 3p, 0.18kW/400V/AC3, 100kA, +busbar adapter | 261.7765 | 1
283176 | MSC-R-1,6-M7(230V50HZ) | Motor-starter comb. reversing, 230V AC control, Ie=1.1A, Pmax0.37kW | 186.0545 | 1
102985 | MSC-R-1,6-M7(230V50HZ)/BBA | Reversing starter, 3p, 0.55kW/400V/AC3, 100kA, +busbar adapter | 255.7088 | 1
283195 | MSC-R-1,6-M7(24VDC) | Motor-starter comb. reversing, 24V DC control, Ie=1.1A, Pmax0.37kW | 191.8126 | 1
103001 | MSC-R-1,6-M7(24VDC)/BBA | Reversing starter, 3p, 0.18kW/400V/AC3, 100kA, +busbar adapter | 261.405 | 1
101049 | MSC-R-10-M17(230V50HZ) | Motor-starter comb. reversing, 230V AC control, Ie=8.5A, Pmax4.0kW | 244.0069 | 1
101051 | MSC-R-10-M17(24VDC) | Motor-starter comb. reversing, 230V AC control, Ie=8.5A, Pmax4.0kW | 323.3819 | 1
283182 | MSC-R-10-M7(230V50HZ) | Motor-starter comb. reversing, 230V AC control, Ie=6.6A, Pmax3.0kW | 191.5649 | 1
102989 | MSC-R-10-M7(230V50HZ)/BBA | Reversing starter, 3p, 3.0kW/400V/AC3, 100kA, +busbar adapter | 261.2193 | 1
283201 | MSC-R-10-M7(24VDC) | Motor-starter comb. reversing, 24V DC control, Ie=6.6A, Pmax3.0kW | 197.323 | 1
103005 | MSC-R-10-M7(24VDC)/BBA | Reversing starter, 3p, 3.0kW/400V/AC3, 100kA, +busbar adapter | 266.9774 | 1
283183 | MSC-R-10-M9(230V50HZ) | Motor-starter comb. reversing, 230V AC control, Ie=8.5A, Pmax4.0kW | 191.5649 | 1
102990 | MSC-R-10-M9(230V50HZ)/BBA | Reversing starter, 3p, 4.0kW/400V/AC3, 100kA, +busbar adapter | 261.2193 | 1
283202 | MSC-R-10-M9(24VDC) | Motor-starter comb. reversing, 24V DC control, Ie=8.5A, Pmax4.0kW | 197.1992 | 1
103006 | MSC-R-10-M9(24VDC)/BBA | Reversing starter, 3p, 4.0kW/400V/AC3, 100kA, +busbar adapter | 266.8535 | 1
283184 | MSC-R-12-M12(230V50HZ) | Motor-starter comb. reversing, 230V AC control, Ie=11.3A, Pmax5.5kW | 192.8651 | 1
102991 | MSC-R-12-M12(230V50HZ)/BBA | Reversing starter, 3p, 5.5kW/400V/AC3, 100kA, +busbar adapter | 262.3956 | 1
283203 | MSC-R-12-M12(24VDC) | Motor-starter comb. reversing, 24V DC control, Ie=11.3A, Pmax5.5kW | 198.3756 | 1
103007 | MSC-R-12-M12(24VDC)/BBA | Reversing starter, 3p, 5.5kW/400V/AC3, 100kA, +busbar adapter | 267.968 | 1
101050 | MSC-R-12-M17(230V50HZ) | Motor-starter comb. reversing, 230V AC control, Ie=11.3A, Pmax4.0kW | 243.5116 | 1
101052 | MSC-R-12-M17(24VDC) | Motor-starter comb. reversing, 230V AC control, Ie=11.3A, Pmax4.0kW | 322.8866 | 1
283186 | MSC-R-16-M17(230V50HZ) | Motor-starter comb. reversing, 230V AC control, Ie=16.0A, Pmax7.5kW | 244.7499 | 1
102994 | MSC-R-16-M17(230V50HZ)/BBA | Reversing starter, 3p, 7.5kW/400V/AC3, 50kA, +busbar adapter | 291.4338 | 1
283204 | MSC-R-16-M17(24VDC) | Motor-starter comb. reversing, 24V DC control, Ie=16.0A, Pmax7.5kW | 324.1249 | 1
103010 | MSC-R-16-M17(24VDC)/BBA | Reversing starter, 3p, 7.5kW/400V/AC3, 50kA, +busbar adapter | 370.8088 | 1
283175 | MSC-R-1-M7(230V50HZ) | Motor-starter comb. reversing, 230V AC control, Ie=0.8A, Pmax0.25kW | 185.7449 | 1
102984 | MSC-R-1-M7(230V50HZ)/BBA | Reversing starter, 3p, 0.25kW/400V/AC3, 100kA, +busbar adapter | 255.3993 | 1
283194 | MSC-R-1-M7(24VDC) | Motor-starter comb. reversing, 24V DC control, Ie=0.8A, Pmax0.25kW | 191.503 | 1
103000 | MSC-R-1-M7(24VDC)/BBA | Reversing starter, 3p, 0.25kW/400V/AC3, 100kA, +busbar adapter | 261.0954 | 1
283178 | MSC-R-2,5-M7(230V50HZ) | Motor-starter comb. reversing, 230V AC control, Ie=1.9A, Pmax0.75kW | 188.6549 | 1
102986 | MSC-R-2,5-M7(230V50HZ)/BBA | Reversing starter, 3p, 0.75kW/400V/AC3, 100kA, +busbar adapter | 258.2473 | 1
283197 | MSC-R-2,5-M7(24VDC) | Motor-starter comb. reversing, 24V DC control, Ie=1.9A, Pmax0.75kW | 194.413 | 1
103002 | MSC-R-2,5-M7(24VDC)/BBA | Reversing starter, 3p, 0.75kW/400V/AC3, 100kA, +busbar adapter | 264.0054 | 1
283187 | MSC-R-25-M25(230V50HZ) | Motor-starter comb. reversing, 230V AC control, Ie=21.7A, Pmax11kW | 246.4835 | 1
102995 | MSC-R-25-M25(230V50HZ)/BBA | Reversing starter, 3p, 11kW/400V/AC3, 50kA, +busbar adapter | 293.1055 | 1
283205 | MSC-R-25-M25(24VDC) | Motor-starter comb. reversing, 24V DC control, Ie=21.7A, Pmax11kW | 325.7966 | 1
103011 | MSC-R-25-M25(24VDC)/BBA | Reversing starter, 3p, 11kW/400V/AC3, 50kA, +busbar adapter | 372.4805 | 1
283188 | MSC-R-32-M32(230V50HZ) | Motor-starter comb. reversing, 230V AC control, Ie=29.3A, Pmax15kW | 246.9169 | 1
102996 | MSC-R-32-M32(230V50HZ)/BBA | Reversing starter, 3p, 15kW/400V/AC3, 50kA, +busbar adapter | 293.6008 | 1
283206 | MSC-R-32-M32(24VDC) | Motor-starter comb. reversing, 24V DC control, Ie=29.3A, Pmax15kW | 326.2919 | 1
103012 | MSC-R-32-M32(24VDC)/BBA | Reversing starter, 3p, 15kW/400V/AC3, 50kA, +busbar adapter | 372.9758 | 1
283179 | MSC-R-4-M7(230V50HZ) | Motor-starter comb. reversing, 230V AC control, Ie=2.6A, Pmax1.1kW | 188.2834 | 1
102987 | MSC-R-4-M7(230V50HZ)/BBA | Reversing starter, 3p, 1.5kW/400V/AC3, 100kA, +busbar adapter | 257.9378 | 1
283198 | MSC-R-4-M7(24VDC) | Motor-starter comb. reversing, 24V DC control, Ie=2.6A, Pmax1.1kW | 194.0415 | 1
103003 | MSC-R-4-M7(24VDC)/BBA | Reversing starter, 3p, 1.5kW/400V/AC3, 100kA, +busbar adapter | 263.6959 | 1
283181 | MSC-R-6,3-M7(230V50HZ) | Motor-starter comb. reversing, 230V AC control, Ie=5.0A, Pmax2.2kW | 191.1934 | 1
102988 | MSC-R-6,3-M7(230V50HZ)/BBA | Reversing starter, 3p, 2.2kW/400V/AC3, 100kA, +busbar adapter | 260.7859 | 1
283200 | MSC-R-6,3-M7(24VDC) | Motor-starter comb. reversing, 24V DC control, Ie=5.0A, Pmax2.2kW | 196.8896 | 1
103004 | MSC-R-6,3-M7(24VDC)/BBA | Reversing starter, 3p, 2.2kW/400V/AC3, 100kA, +busbar adapter | 266.5439 | 1
143966 | MSWT | #N/A | 3.6679 | #N/A
AL-D | MULTIPHASE CONNECTION PIN | #N/A | 0.39466 | 12
10113 | MVDILE | Mechanical interlocking (DILE) | 11.8777 | 1
220230 | MVS-D0-EM | Interconnecting kit PKZM0-DILEM | 19.1936 | 1
220219 | MVS-LBM0-EM | Electrical connection PKZM0-DILEM | 7.1202 | 1
220213 | MVS-SB-EM | Interconnect.set for Y-D combinations (DILE) | 14.8472 | 1
220209 | MVS-WB-EM | Interconnect.set for reversing.comb. (DILE) | 11.7638 | 1
4GN02BS | N GAUGE RING 1706-004 4A 400V | #N/A | 1.5895 | 50
174172 | N/PE-12-IKA | N/PE Terminal-Kit for 12 modules | 28.0475 | 1
174175 | N/PE-18-IKA | N/PE Terminal-Kit for 18 modules | 33.5579 | 1
174176 | N/PE-2/36-IKA | N/PE Terminal-Kit for 2/36 modules | 56.7141 | 1
174173 | N/PE-24-IKA | N/PE Terminal-Kit for 24 modules | 33.5579 | 1
174174 | N/PE-3/36-IKA | N/PE Terminal-Kit for 3/36 modules | 56.7141 | 1
174169 | N/PE-4-IKA | N/PE Terminal-Kit for 4 modules | 14.0547 | 1
174177 | N/PE-54-IKA | N/PE Terminal-Kit for 54 modules | 67.3016 | 1
174170 | N/PE-6-IKA | N/PE Terminal-Kit for 6 modules | 14.0547 | 1
174171 | N/PE-8-IKA | N/PE Terminal-Kit for 8 modules | 17.5219 | 1
259144 | N1-100 | Switch disconnectors, 3pole, can be tripped remotely, In=100A | 301.0831 | 1
113730 | N1-100-SVE | Switch disconnectors, 3pole, can be tripped remotely, In=100A | 340.2239 | 1
259145 | N1-125 | Switch disconnectors, 3pole, can be tripped remotely, In=125A | 400.3128 | 1
113731 | N1-125-SVE | Switch disconnectors, 3pole, can be tripped remotely, In=125A | 440.3441 | 1
259143 | N1-63 | Switch disconnectors, 3pole, can be tripped remotely, In=63A | 244.217 | 1
113729 | N1-63-SVE | Switch disconnectors, 3pole, can be tripped remotely, In=63A | 283.2917 | 1
266008 | N2-160 | Switch disconnectors, 3pole, can be tripped remotely, In=160A, prepared for plug-in mount | 448.1405 | 1
113733 | N2-160-SVE | Switch disconnectors, 3pole, can be tripped remotely, In=160A | 524.8062 | 1
266009 | N2-200 | Switch disconnectors, 3pole, can be tripped remotely, In=200A, prepared for plug-in mount | 598.4378 | 1
113734 | N2-200-SVE | Switch disconnectors, 3pole, can be tripped remotely, In=200A | 658.2815 | 1
266010 | N2-250 | Switch disconnectors, 3pole, can be tripped remotely, In=250A, prepared for plug-in mount | 754.7135 | 1
113735 | N2-250-SVE | Switch disconnectors, 3pole, can be tripped remotely, In=250A | 830.1849 | 1
266019 | N3-400 | Switch disconnectors, 3pole, can be tripped remotely, In=400A | 1065.0922 | 1
168544 | N3-400-SVE | Switch disconnector, 3pole, prepared for plug-in mount In=400A | 1224.856 | 1
266020 | N3-630 | Switch disconnectors, 3pole, can be tripped remotely, In=630A | 1357.1498 | 1
168545 | N3-630-SVE | Switch disconnector, 3pole, prepared for plug-in mount In=630A | 1560.7223 | 1
266026 | N4-1000 | Switch disconnectors, 3pole, can be tripped remotely, In=1000A | 2955.6109 | 1
266027 | N4-1250 | Switch disconnectors, 3pole, can be tripped remotely, In=1250A | 3974.0197 | 1
266028 | N4-1600 | Switch disconnectors, 3pole, can be tripped remotely, In=1600A | 5094.3066 | 1
266025 | N4-800 | Switch disconnectors, 3pole, can be tripped remotely, In=800A | 2567.2937 | 1
168106 | NAS63-CI-1 |  | 4180.7153 | 1
275413 | NBP-1000 | Blind band max. length of 1m, for 45mm cutouts, gray | 9.3213 | 1
101666 | NBP-1000-W | Blind band max. length of 1m, for 45mm cutouts, white | 7.3156 | 1
SDL-00 | Neutral Link 00# Silver | Neutral link for fuse holder SD, TD, N-pole, size 00, 160A | 13.3301 | 1
SDL-1 | Neutral Link 1# SILVER | Neutral link for fuse holder SD, TD, N-pole, size 1, 250A | 17.833 | 1
SDL-1T | Neutral Link 1# TIN | #N/A | 13.769 | #N/A
SDL-2 | Neutral Link 2# SILVER | Neutral link for fuse holder SD, TD, N-pole, size 2, 400A | 22.401 | 1
SDL-2T | Neutral Link 2# TIN | #N/A | 17.2478 | #N/A
SDL-3 | Neutral Link 3# SILVER | Neutral link for fuse holder SD, TD, N-pole, size 3, 630A | 29.6025 | 1
SDL-3T | Neutral Link 3# TIN | #N/A | 22.8074 | #N/A
SFD33-NT | NEUTRAL TERMINAL FOR USE WITH BUSSBAR | Neutral terminal for use with busbar | 4.1778 | 100
1319858 | NEUTRALQM40/634P | Solid Neutral QM 4P | 13.4612 | #N/A
1319859 | NEUTRALQM80/1004P | Solid Neutral QM 4P | 21.0982 | #N/A
178911 | N-FI-KLV | Individual screw-type terminal 1xN for KLV, 1x25mm2 and 3x16mm2 (N) | 6.2865 | 1
100NHG000BI | NH FUSE 100 500 V GL/GG SIZE 000 | NH fuse gG/gL 500V 100A 000 dual indication | 5.2345 | 3
100NHG000B-400 | NH FUSE 100A 400V GG/GL SIZE 000 | NH fuse gG 400V 100A 000 dual indication | 5.4194 | 3
100NHG01B-400 | NH FUSE 100A 400V GG/GL SIZE 01 | NH fuse gG 400V 100A 01 dual indication | 10.469 | 3
100NHG01BI-400 | NH FUSE 100A 400V GG/GL SIZE 01 IMGL | NH fuse gG 400V 100A 01 dual indication | 11.1091 | 3
100NHG02B-400 | NH FUSE 100A 400V GG/GL SIZE 02 | NH fuse gG 400V 100A 02 dual indication | 11.8772 | 3
100NHG02BI-400 | NH FUSE 100A 400V GG/GL SIZE 02 | NH fuse gG 400V 100A 02 dual indication | 13.6979 | 3
100NHG0B | NH FUSE 100A 500V GG/GL SIZE 0 | NH fuse gG/gL 500V 100A 0 dual indication | 8.4634 | 3
100NHG000B | NH FUSE 100A 500V GG/GL SIZE 000 | NH fuse gG/gL 500V 100A 000 dual indication | 4.4948 | 3
100NHG01B | NH FUSE 100A 500V GG/GL SIZE 01 | NH fuse gG/gL 500V 100A 01 dual indication | 9.0181 | 3
100NHG02B | NH FUSE 100A 500V GG/GL SIZE 02 | NH fuse gG/gL 500V 100A 02 dual indication | 11.1944 | 3
100NHG02BI | NH FUSE 100A 500V GL/GG SIZE 02 | NH fuse gG/gL 500V 100A 02 dual indication | 12.4461 | 3
100NHG1B | NH FUSE 100AMP 500V gG SIZE 1 DUAL IND | NH fuse gG/gL 500V 100A 1 dual indication | 10.5828 | 3
100NHM00B-690 | NH FUSE 100AMP 690V aM SIZE 00 DUAL IND | NH fuse aM 690V 100A 00 dual indication | 13.2569 | 3
100NHM1B-690 | NH FUSE 100AMP 690V aM SIZE 1 | NH fuse aM 690V 100A 1 dual indication | 22.3888 | #N/A
100NHG00B-690 | NH FUSE 100AMP 690V gG SIZE 00 | NH fuse gG 690V 100A 00 dual indication | 7.425 | 3
100NHG1B-690 | NH FUSE 100AMP 690V gG SIZE 1 | NH fuse gG 690V 100A 1 dual indication | 12.6737 | 3
10NHG000B-400 | NH FUSE 10A 400V GG SIZE 000 | NH fuse gG 400V 10A 000 dual indication | 5.1207 | 3
10NHG000BI-400 | NH FUSE 10A 400V GG/GL SIZE 000 | NH fuse gG 400V 10A 000 dual indication | 5.7323 | 3
10NHG0B | NH FUSE 10A 500V GG/GL SIZE 0 | NH fuse gG/gL 500V 10A 0 dual indication | 8.25 | 3
10NHG000B | NH FUSE 10A 500V GG/GL SIZE 000 | NH fuse gG/gL 500V 10A 000 dual indication | 4.4948 | 3
10NHG01B | NH FUSE 10A 500V GG/GL SIZE 01 | NH fuse gG/gL 500V 10A 01 dual indication | 9.0181 | 3
10NHG01BI | NH FUSE 10A 500V GG/GL SIZE 01 | NH fuse gG/gL 500V 10A 01 dual indication | 9.516 | 3
10NHG000BI | NH FUSE 10A 500V GL/GG SIZE 000 | NH fuse gG/gL 500V 10A 000 dual indication | 5.2345 | 3
10NHM000B | NH FUSE 10AMP 500V aM SIZE 000 | NH fuse aM 500V 10A 000 dual indication | 5.1207 | #N/A
10NHM000B-690 | NH FUSE 10AMP 690V aM SIZE 000 | NH fuse aM 690V 10A 000 dual indication | 9.331 | 3
10NHG000B-690 | NH FUSE 10AMP 690V gG SIZE 000 | NH fuse gG 690V 10A 000 dual indication | 5.7323 | 3
125NHG00B-400 | NH FUSE 125A 400V GG/GL SIZE 00 | NH fuse gG 400V 125A 00 dual indication | 6.856 | 3
125NHG00BI-400 | NH FUSE 125A 400V GG/GL SIZE 00 | NH fuse gG 400V 125A 00 dual indication | 8.7052 | 3
125NHG01B-400 | NH FUSE 125A 400V GG/GL SIZE 01 | NH fuse gG 400V 125A 01 dual indication | 10.469 | 1
125NHG01BI-400 | NH FUSE 125A 400V GG/GL SIZE 01 IMGL | NH fuse gG 400V 125A 01 dual indication | 11.1091 | 3
125NHG02B-400 | NH FUSE 125A 400V GG/GL SIZE 02 | NH fuse gG 400V 125A 02 dual indication | 11.8772 | 3
125NHG02BI-400 | NH FUSE 125A 400V GG/GL SIZE 02 | NH fuse gG 400V 125A 02 dual indication | 13.6979 | 3
125NHG0B | NH FUSE 125A 500V GG/GL SIZE 0 | NH fuse gG/gL 500V 125A 0 dual indication | 8.4634 | 3
125NHG00B | NH FUSE 125A 500V GG/GL SIZE 00 | NH fuse gG/gL 500V 125A 00 dual indication | 6.2302 | 3
125NHG01B | NH FUSE 125A 500V GG/GL SIZE 01 | NH fuse gG/gL 500V 125A 01 dual indication | 9.0181 | 3
125NHG02B | NH FUSE 125A 500V GG/GL SIZE 02 | NH fuse gG/gL 500V 125A 02 dual indication | 11.1944 | 3
125NHG00BI | NH FUSE 125A 500V GL/GG SIZE 00 | NH fuse gG/gL 500V 125A 00 dual indication | 7.0694 | 3
125NHG01BI | NH FUSE 125A 500V GL/GG SIZE 01 | NH fuse gG/gL 500V 125A 01 dual indication | 9.516 | 3
125NHG02BI | NH FUSE 125A 500V GL/GG SIZE 02 | NH fuse gG/gL 500V 125A 02 dual indication | 12.4461 | 3
125NHM1B | NH FUSE 125AMP 500V aM SIZE 1 | NH fuse aM 500V 125A 1 dual indication | 21.8483 | 3
125NHM2B | NH FUSE 125AMP 500V aM SIZE 2 DUAL IND | NH fuse aM 500V 125A 2 dual indication | 29.316 | #N/A
125NHG1B | NH FUSE 125AMP 500V gG SIZE 1 DUAL IND | NH fuse gG/gL 500V 125A 1 dual indication | 10.5828 | 3
125NHM1B-690 | NH FUSE 125AMP 690V aM SIZE 1 | NH fuse aM 690V 125A 1 dual indication | 22.3888 | 3
125NHM2B-690 | NH FUSE 125AMP 690V aM SIZE 2 | NH fuse aM 690V 125A 2 dual indication | 30.1694 | 3
125NHG00B-690 | NH FUSE 125AMP 690V gG SIZE 00 | NH fuse gG 690V 125A 00 dual indication | 7.425 | 3
125NHG1B-690 | NH FUSE 125AMP 690V gG SIZE 1 | NH fuse gG 690V 125A 1 dual indication | 12.6737 | 3
160NHG00B-400 | NH FUSE 160A 400V GG/GL SIZE 00 | NH fuse gG 400V 160A 00 dual indication | 6.856 | 3
160NHG00BI-400 | NH FUSE 160A 400V GG/GL SIZE 00 | NH fuse gG 400V 160A 00 dual indication | 8.7052 | 3
160NHG01B-400 | NH FUSE 160A 400V GG/GL SIZE 01 | NH fuse gG 400V 160A 01 dual indication | 10.469 | 3
160NHG01BI-400 | NH FUSE 160A 400V GG/GL SIZE 01 | NH fuse gG 400V 160A 01 dual indication | 11.1091 | 3
160NHG02B-400 | NH FUSE 160A 400V GG/GL SIZE 02 | NH fuse gG 400V 160A 02 dual indication | 11.8772 | 3
160NHG02BI-400 | NH FUSE 160A 400V GG/GL SIZE 02 | NH fuse gG 400V 160A 02 dual indication | 13.6979 | 3
160NHG0B | NH FUSE 160A 500V GG/GL SIZE 0 | NH fuse gG/gL 500V 160A 0 dual indication | 8.4634 | 3
160NHG00B | NH FUSE 160A 500V GG/GL SIZE 00 | NH fuse gG/gL 500V 160A 00 dual indication | 6.2302 | 3
160NHG01B | NH FUSE 160A 500V GG/GL SIZE 01 | NH fuse gG/gL 500V 160A 01 dual indication | 9.0181 | 3
160NHG02B | NH FUSE 160A 500V GG/GL SIZE 02 | NH fuse gG/gL 500V 160A 02 dual indication | 11.1944 | 3
160NHG00BI | NH FUSE 160A 500V GL/GG SIZE 00 | NH fuse gG/gL 500V 160A 00 dual indication | 7.0694 | 3
160NHG01BI | NH FUSE 160A 500V GL/GG SIZE 01 | NH fuse gG/gL 500V 160A 01 dual indication | 9.516 | 3
160NHG02BI | NH FUSE 160A 500V GL/GG SIZE 02 | NH fuse gG/gL 500V 160A 02 dual indication | 12.4461 | 3
160NHG00B-660 | NH FUSE 160A 660V GL/GG SIZE 00 DUAL IN | NH fuse gG 690V 160A 00 dual indication | 8.0224 | 3
160NHM2B | NH FUSE 160AMP 500V AM SIZE 2 DUAL IND | NH fuse aM 500V 160A 2 dual indication | 29.316 | #N/A
160NHG1B | NH FUSE 160AMP 500V gG SIZE 1 DUAL IND | NH fuse gG/gL 500V 160A 1 dual indication | 10.5828 | 3
160NHM2B-690 | NH FUSE 160AMP 690V AM SIZE 2 DUAL IND | NH fuse aM 690V 160A 2 dual indication | 30.1694 | 3
160NHM1B-690 | NH FUSE 160AMP 690V aM SIZE1 | NH fuse aM 690V 160A 1 dual indication | 22.3888 | 3
160NHG1B-690 | NH FUSE 160AMP 690V gG SIZE 1 | NH fuse gG 690V 160A 1 dual indication | 12.6737 | 3
16NHG000BI-400 | NH FUSE 16A 400V GG SIZE 000 | NH fuse gG 400V 16A 000 dual indication | 5.7323 | 3
16NHG000B-400 | NH FUSE 16A 400V GG/GL SIZE 000 | NH fuse gG 400V 16A 000 dual indication | 5.1207 | 3
16NHG0B | NH FUSE 16A 500V GG/GL SIZE 0 | NH fuse gG/gL 500V 16A 0 dual indication | 8.25 | 3
16NHG000B | NH FUSE 16A 500V GG/GL SIZE 000 | NH fuse gG/gL 500V 16A 000 dual indication | 4.4948 | 3
16NHG01B | NH FUSE 16A 500V GG/GL SIZE 01 | NH fuse gG/gL 500V 16A 01 dual indication | 9.0181 | 3
16NHG000BI | NH FUSE 16A 500V GL/GG SIZE 000 | NH fuse gG/gL 500V 16A 000 dual indication | 5.2345 | 3
16NHG01BI | NH FUSE 16A 500V GL/GG SIZE 01 | NH fuse gG/gL 500V 16A 01 dual indication | 9.516 | 3
16NHM000B | NH FUSE 16AMP 500V aM SIZE 000 | NH fuse aM 500V 16A 000 dual indication | 5.1207 | #N/A
16NHM000B-690 | NH FUSE 16AMP 690V aM SIZE 000 | NH fuse aM 690V 16A 000 dual indication | 9.331 | 3
16NHG000B-690 | NH FUSE 16AMP 690V gG SIZE 000 | NH fuse gG 690V 16A 000 dual indication | 5.7323 | 3
200NHG02B-400 | NH FUSE 200A 400V GG/GL SIZE 02 | NH fuse gG 400V 200A 02 dual indication | 11.8772 | 3
200NHG02BI-400 | NH FUSE 200A 400V GG/GL SIZE 02 | NH fuse gG 400V 200A 02 dual indication | 13.6979 | 3
200NHG1B-400 | NH FUSE 200A 400V GG/GL SIZE 1 | NH fuse gG 400V 200A 1 dual indication | 11.0664 | 3
200NHG1BI-400 | NH FUSE 200A 400V GG/GL SIZE 1 | NH fuse gG 400V 200A 1 dual indication | 12.6453 | 3
200NHM2B | NH FUSE 200A 500V aM SIZE 2 DUAL IND | NH fuse aM 500V 200A 2 dual indication | 29.316 | #N/A
200NHG1B | NH FUSE 200A 500V GG/GL SIZE 1 | NH fuse gG/gL 500V 200A 1 dual indication | 10.5828 | 3
200NHG02BI | NH FUSE 200A 500V GL/GG SIZE 02 | NH fuse gG/gL 500V 200A 02 dual indication | 12.4461 | 3
200NHG02B | NH FUSE 200A 500V GL/GG SIZE 02 DUAL IN | NH fuse gG/gL 500V 200A 02 dual indication | 11.1944 | 3
200NHG1BI | NH FUSE 200A 500V GL/GG SIZE 1 | NH fuse gG/gL 500V 200A 1 dual indication | 11.9198 | 3
200NHM2B-690 | NH FUSE 200A 690V aM SIZE 2 | NH fuse aM 690V 200A 2 dual indication | 30.1694 | 3
200NHG1B-690 | NH FUSE 200AMP 690V gG SIZE 1 | NH fuse gG 690V 200A 1 dual indication | 12.6737 | 3
200NHG2B-690 | NH FUSE 200AMP 690V gG SIZE 2 | NH fuse gG 690V 200A 2 dual indication | 21.1229 | 3
20NHG000B-400 | NH FUSE 20A 400V GG/GL SIZE 000 | NH fuse gG 400V 20A 000 dual indication | 5.2203 | 3
20NHG000BI-400 | NH FUSE 20A 400V GG/GL SIZE 000 | NH fuse gG 400V 20A 000 dual indication | 5.7323 | 3
20NHG0B | NH FUSE 20A 500V GG/GL SIZE 0 | NH fuse gG/gL 500V 20A 0 dual indication | 8.25 | 3
20NHG000B | NH FUSE 20A 500V GG/GL SIZE 000 | NH fuse gG/gL 500V 20A 000 dual indication | 4.4948 | 3
20NHG01B | NH FUSE 20A 500V GG/GL SIZE 01 | NH fuse gG/gL 500V 20A 01 dual indication | 9.0181 | 3
20NHG000BI | NH FUSE 20A 500V GL/GG SIZE 000 | NH fuse gG/gL 500V 20A 000 dual indication | 5.2345 | 3
20NHG01BI | NH FUSE 20A 500V GL/GG SIZE 01 | NH fuse gG/gL 500V 20A 01 dual indication | 9.516 | 3
20NHM000B | NH FUSE 20AMP 500V aM SIZE 000 | NH fuse aM 500V 20A 000 dual indication | 5.1207 | #N/A
20NHM000B-690 | NH FUSE 20AMP 690V aM SIZE 000 | NH fuse aM 690V 20A 000 dual indication | 9.9285 | 3
20NHG000B-690 | NH FUSE 20AMP 690V gG SIZE 000 | NH fuse gG 690V 20A 000 dual indication | 5.7323 | 3
224NHG02B-400 | NH FUSE 224A 400V GG/GL SIZE 02 | NH fuse gG 400V 224A 02 dual indication | 11.8772 | 3
224NHG02BI-400 | NH FUSE 224A 400V GG/GL SIZE 02 | NH fuse gG 400V 224A 02 dual indication | 13.6979 | 3
224NHG1B-400 | NH FUSE 224A 400V GG/GL SIZE 1 | NH fuse gG 400V 224A 1 dual indication | 11.0664 | 3
224NHG1BI-400 | NH FUSE 224A 400V GG/GL SIZE 1 | NH fuse gG 400V 240A 1 dual indication | 12.6453 | 3
224NHG02B | NH FUSE 224A 500V GG/GL SIZE 02 | NH fuse gG/gL 500V 224A 02 dual indication | 11.1944 | 3
224NHG1B | NH FUSE 224A 500V GG/GL SIZE 1 | NH fuse gG/gL 500V 224A 1 dual indication | 10.5828 | 3
224NHG02BI | NH FUSE 224A 500V GL/GG SIZE 02 | NH fuse gG/gL 500V 224A 02 dual indication | 12.4461 | 3
224NHG1BI | NH FUSE 224A 500V GL/GG SIZE 1 | NH fuse gG/gL 500V 224A 1 dual indication | 11.9198 | 3
224NHM2B | NH FUSE 224AMP 500V aM SIZE 2 DUAL IND | NH fuse aM 500V 224A 2 dual indication | 29.316 | #N/A
224NHM2B-690 | NH FUSE 224AMP 690V aM SIZE 2 | NH fuse aM 690V 224A 2 dual indication | 30.1694 | 1
224NHG1B-690 | NH FUSE 224AMP 690V gG SIZE 1 DUAL IND | NH fuse gG 690V 224A 1 dual indication | 12.6737 | 3
224NHG2B-690 | NH FUSE 224AMP 690V gG SIZE 2 | NH fuse gG 690V 224A 2 dual indication | 21.1229 | 3
250NHG02B-400 | NH FUSE 250A 400V GG/GL SIZE 02 | NH fuse gG 400V 250A 02 dual indication | 12.9155 | 3
250NHG02BI-400 | NH FUSE 250A 400V GG/GL SIZE 02 | NH fuse gG 400V 250A gG dual indication | 13.6979 | 3
250NHG1B-400 | NH FUSE 250A 400V GG/GL SIZE 1 | NH fuse gG 400V 250A 1 dual indication | 11.0664 | 3
250NHG1BI-400 | NH FUSE 250A 400V GG/GL SIZE 1 | NH fuse gG 400V 250A 1 dual indication | 12.6453 | 3
250NHG03B-400 | NH FUSE 250A 400V GG/GL SIZE 2 | NH fuse gG 400V 250A 03 dual indication | 18.4203 | 3
250NHM2B | NH FUSE 250A 500V aM SIZE 2 DUAL IND | NH fuse aM 500V 250A 2 dual indication | 29.316 | 3
250NHG2B | NH FUSE 250A 500V gG SIZE 2 DUAL IND | NH fuse gG/gL 500V 250A 2 dual indication | 16.0875 | 3
250NHG02B | NH FUSE 250A 500V GG/GL SIZE 02 | NH fuse gG/gL 500V 250A 02 dual indication | 11.1944 | 3
250NHG03B | NH FUSE 250A 500V GG/GL SIZE 03 | NH fuse gG/gL 500V 250A 03 dual indication | 17.5384 | 3
250NHG1B | NH FUSE 250A 500V GG/GL SIZE 1 | NH fuse gG/gL 500V 250A 1 dual indication | 10.5828 | 3
250NHG02BI | NH FUSE 250A 500V GL/GG SIZE 02 | NH fuse gG/gL 500V 250A 02 dual indication | 12.4461 | 3
250NHG03BI | NH FUSE 250A 500V GL/GG SIZE 03 | NH fuse gG/gL 500V 250A 03 dual indication | 19.3164 | 3
250NHG1BI | NH FUSE 250A 500V GL/GG SIZE 1 | NH fuse gG/gL 500V 250A 1 dual indication | 11.9198 | 3
250NHG1B-690 | NH FUSE 250A 690V gG SIZE 1 | NH fuse gG 690V 250A 1 dual indication | 12.6737 | 3
250NHG2B-690 | NH FUSE 250A 690V gG SIZE 2 | NH fuse gG 690V 250A 2 dual indication | 21.1229 | 3
25NHG000B-400 | NH FUSE 25A 400V GG/GL SIZE 000 | NH fuse gG 400V 25A 000 dual indication | 5.2203 | 3
25NHG000BI-400 | NH FUSE 25A 400V GG/GL SIZE 000 | NH fuse gG 400V 25A 000 dual indication | 5.7323 | 3
25NHG0B | NH FUSE 25A 500V GG/GL SIZE 0 | NH fuse gG/gL 500V 25A 0 dual indication | 8.25 | 3
25NHG000B | NH FUSE 25A 500V GG/GL SIZE 000 | NH fuse gG/gL 500V 25A 000 dual indication | 4.4948 | 3
25NHG01B | NH FUSE 25A 500V GG/GL SIZE 01 | NH fuse gG/gL 500V 25A 01 dual indication | 9.0181 | 3
25NHG000BI | NH FUSE 25A 500V GL/GG SIZE 000 | NH fuse gG/gL 500V 25A 000 dual indication | 5.2345 | 3
25NHG01BI | NH FUSE 25A 500V GL/GG SIZE 01 | NH fuse gG/gL 500V 25A 01 dual indication | 9.516 | 3
25NHM000B | NH FUSE 25AMP 500V aM SIZE 000 | NH fuse aM 500V 25A 000 dual indication | 5.1207 | #N/A
25NHM000B-690 | NH FUSE 25AMP 690V aM SIZE 000 | NH fuse aM 690V 25A 000 dual indication | 9.9285 | 3
25NHG000B-690 | NH FUSE 25AMP 690V GG SIZE 000 | NH fuse gG 690V 25A 000 dual indication | 5.7323 | 3
2NHG000B-400 | NH FUSE 2A 400V GG/GL SIZE 000 | NH fuse gG 400V 2A 000 dual indication | 5.1207 | 3
2NHG000BI-400 | NH FUSE 2A 400V GG/GL SIZE 000 | NH fuse gG 400V 2A 000 dual indication | 5.6754 | 3
2NHG000B | NH FUSE 2A 500V GG/GL SIZE 000 | NH fuse gG/gL 500V 2A 000 dual indication | 4.4948 | 3
2NHG000BI | NH FUSE 2A 500V GG/GL SIZE 000 | NH fuse gG/gL 500V 2A 000 dual indication | 5.2345 | 3
2NHG000B-690 | NH FUSE 2AMP 690V GG SIZE 000 | NH fuse gG 690V 2A 000 dual indication | 5.7323 | 3
315NHG03BI-400 | NH FUSE 315A 400V GG/GL SIZE 03 | NH fuse gG 400V 315A 03 dual indication | 19.8854 | 3
315NHG2B-400 | NH FUSE 315A 400V GG/GL SIZE 2 | NH fuse gG 400V 315A 2 dual indication | 18.9181 | 3
315NHG2BI-400 | NH FUSE 315A 400V GG/GL SIZE 2 | NH fuse gG 400V 315A 2 dual indication | 20.0703 | 3
315NHG1B | NH FUSE 315A 440V GG/GL SIZE 1 | NH fuse gG/gL 500V 315A 1 dual indication | 11.3651 | 3
315NHM2B | NH FUSE 315A 500V aM SIZE 2 IND | NH fuse aM 500V 315A 2 dual indication | 29.316 | #N/A
315NHG03B | NH FUSE 315A 500V GG/GL SIZE 03 | NH fuse gG/gL 500V 315A 03 dual indication | 17.7375 | 3
315NHG2B | NH FUSE 315A 500V GG/GL SIZE 2 | NH fuse gG/gL 500V 315A 2 dual indication | 16.0875 | 3
315NHG03BI | NH FUSE 315A 500V GL/GG SIZE 03 | NH fuse gG/gL 500V 315A 03 dual indication | 19.5155 | 3
315NHG2BI | NH FUSE 315A 500V GL/GG SIZE 2 | NH fuse gG/gL 500V 315A 2 dual indication | 18.2069 | 3
315NHM2B-690 | NH FUSE 315A 690V aM SIZE 2 | NH fuse aM 690V 315A 2 | 30.1694 | 3
315NHG2B-690 | NH FUSE 315A 690V gG SIZE 2 | NH fuse gG 690V 315A 2 dual indication | 21.1229 | 3
315NHG3B-690 | NH FUSE 315A 690V gG SIZE 3 | NH fuse gG 690V 315A 3 dual indication | 26.2862 | 3
315NHG3B | NH FUSE 315AMP 500V gG SIZE 3 DUAL IND | NH fuse gG/gL 500V 315A 3 dual indication | 23.7401 | 3
32NHG000BI | NH FUSE 32 500V GL/GG SIZE 000 | NH fuse gG/gL 500V 32A 000 dual indication | 5.2345 | 3
32NHG0B | NH FUSE 32A 500V GG/GL SIZE 0 | NH fuse gG/gL 500V 32A 0 dual indication | 8.25 | 3
32NHG000B | NH FUSE 32A 500V GG/GL SIZE 000 | NH fuse gG/gL 500V 32A 000 dual indication | 4.4948 | 3
32NHG01B | NH FUSE 32A 500V GG/GL SIZE 01 | NH fuse gG/gL 500V 32A 01 dual indication | 9.0181 | 3
32NHG01BI | NH FUSE 32A 500V GL/GG SIZE 01 | NH fuse gG/gL 500V 32A 01 dual indication | 9.516 | 3
32NHM000B-690 | NH FUSE 32A 690V aM SIZE 000 | NH fuse aM 690V 32A 000 dual indication | 9.9285 | 3
32NHG000B-690 | NH FUSE 32A 690V GG/GL SIZE 000 | NH fuse gG 690V 32A 000 dual indication | 5.7323 | 3
32NHM000B | NH FUSE 32AMP 500V aM SIZE 000 DUAL IND | NH fuse aM 500V 32A 000 dual indication | 5.1207 | #N/A
35NHG000BI | NH FUSE 35 500V GL/GG SIZE 000 | NH fuse gG/gL 500V 35A 000 dual indication | 5.2345 | 3
355NHG03B-400 | NH FUSE 355A 400V GG/GL SIZE 03 | NH fuse gG 400V 355A 03 dual indication | 19.9138 | 3
355NHG03BI-400 | NH FUSE 355A 400V GG/GL SIZE 03 | NH fuse gG 400V 355A 03 dual indication | 21.9052 | 3
355NHG2B-400 | NH FUSE 355A 400V GG/GL SIZE 2 | NH fuse gG 400V 355A 2 dual indication | 18.9181 | 3
355NHG2BI-400 | NH FUSE 355A 400V GG/GL SIZE 2 | NH fuse gG 400V 355A 2 dual indication | 20.0703 | 3
355NHG1B | NH FUSE 355A 440V GG/GL SIZE 1 | NH fuse gG/gL 500V 355A 1 dual indication | 11.3651 | 3
355NHM2B | NH FUSE 355A 500V aM SIZE 2 IND | NH fuse aM 500V 355A 2 dual indication | 29.7711 | #N/A
355NHG03B | NH FUSE 355A 500V GG/GL SIZE 03 | NH fuse gG/gL 500V 355A 03 dual indication | 17.7375 | 3
355NHG2B | NH FUSE 355A 500V GG/GL SIZE 2 | NH fuse gG/gL 500V 355A 2 dual indication | 17.5384 | 3
355NHG03BI | NH FUSE 355A 500V GL/GG SIZE 03 | NH fuse gG/gL 500V 355A 03 dual indication | 19.5155 | 3
355NHG2BI | NH FUSE 355A 500V GL/GG SIZE 2 | NH fuse gG/gL 500V 355A 2 dual indication | 19.3164 | 3
355NHM2B-690 | NH FUSE 355A 690V aM SIZE 2 | NH fuse aM 690V 355A 2 | 30.1694 | 3
355NHM3B-690 | NH FUSE 355A 690V aM SIZE 3 | NH fuse aM 690V 355A 3 dual indication | 41.8617 | 3
355NHM3B | NH FUSE 355AMP 500V aM SIZE 3 DUAL IND | NH fuse aM 500V 355A 3 dual indication | 39.7565 | #N/A
355NHG3B | NH FUSE 355AMP 500V gG SIZE 3 DUAL IND | NH fuse gG/gL 500V 355A 3 dual indication | 23.7401 | 3
355NHG3B-690 | NH FUSE 355AMP 690V gG SIZE 3 | NH fuse gG 690V 355A 3 dual indication | 26.2862 | 3
35NHG000B-400 | NH FUSE 35A 400V GG/GL SIZE 000 | NH fuse gG 400V 35A 000 dual indication | 5.4194 | 3
35NHG000BI-400 | NH FUSE 35A 400V GG/GL SIZE 000 | NH fuse gG 400V 35A 000 dual indication | 6.1591 | 3
35NHG01B-400 | NH FUSE 35A 400V GG/GL SIZE 01 | NH fuse gG 400V 35A 01 dual indication | 9.7578 | 3
35NHG01BI-400 | NH FUSE 35A 400V GG/GL SIZE 01 | NH fuse gG 400V 35A 01 dual indication | 10.2129 | 3
35NHG02B-400 | NH FUSE 35A 400V GG/GL SIZE 02 | NH fuse gG 400V 35A 02 dual indication | 11.7776 | 3
35NHG02BI-400 | NH FUSE 35A 400V GG/GL SIZE 02 | NH fuse gG 400V 35A 02 dual indication | 12.816 | 3
35NHG0B | NH FUSE 35A 500V GG/GL SIZE 0 | NH fuse gG/gL 500V 35A 0 dual indication | 8.25 | 3
35NHG000B | NH FUSE 35A 500V GG/GL SIZE 000 | NH fuse gG/gL 500V 35A 000 dual indication | 4.4948 | 3
35NHG01B | NH FUSE 35A 500V GG/GL SIZE 01 | NH fuse gG/gL 500V 35A 01 dual indication | 9.0181 | 3
35NHG02B | NH FUSE 35A 500V GG/GL SIZE 02 | NH fuse gG/gL 500V 35A 02 dual indication | 11.1091 | 3
35NHG01BI | NH FUSE 35A 500V GL/GG SIZE 01 | NH fuse gG/gL 500V 35A 01 dual indication | 9.516 | 3
35NHG02BI | NH FUSE 35A 500V GL/GG SIZE 02 | NH fuse gG/gL 500V 35A 02 dual indication | 12.3323 | 3
35NHG000B-690 | NH FUSE 35A 690V gG SIZE 000 | NH fuse gG 690V 35A 000 dual indication | 5.7323 | 3
35NHM000B-690 | NH FUSE 35AMP 690V aM SIZE 000 | NH fuse aM 690V 35A 000 dual indication | 9.9285 | 3
40NHG000BI | NH FUSE 40 500V GL/GG SIZE 000 | NH fuse gG/gL 500V 40A 000 dual indication | 5.2345 | 3
400NHG03B-400 | NH FUSE 400A 400V GG/GL SIZE 03 | NH fuse gG 400V 400A 03 dual indication | 19.9138 | 3
400NHG03BI-400 | NH FUSE 400A 400V GG/GL SIZE 03 | NH fuse gG 400V 400A 03 dual indication | 21.9052 | 3
400NHG2B-400 | NH FUSE 400A 400V GG/GL SIZE 2 | NH fuse gG 400V 400A 2 dual indication | 18.9181 | 3
400NHG2BI-400 | NH FUSE 400A 400V GG/GL SIZE 2 | NH fuse gG 400V 400A 2 dual indication | 20.0703 | 3
400NHG03B | NH FUSE 400A 500V GG/GL SIZE 03 | NH fuse gG/gL 500V 400A 03 dual indication | 17.7375 | 3
400NHG2B | NH FUSE 400A 500V GG/GL SIZE 2 | NH fuse gG/gL 500V 400A 2 dual indication | 17.5384 | 3
400NHG03BI | NH FUSE 400A 500V GL/GG SIZE 03 | NH fuse gG/gL 500V 400A 03 dual indication | 19.5155 | 3
400NHG2BI | NH FUSE 400A 500V GL/GG SIZE 2 | NH fuse gG/gL 500V 400A 2 dual indication | 19.3164 | 3
400NHM3B-690 | NH FUSE 400A 690V AM SIZE 3 | NH fuse aM 690V 400A 3 dual indication | 41.8617 | 3
400NHG3B-690 | NH FUSE 400A 690V gG SIZE 3 | NH fuse gG 690V 400A 3 dual indication | 27.4384 | 3
400NHM3B | NH FUSE 400AMP 500V AM SIZE 3 DUAL IND | NH fuse aM 500V 400A 3 dual indication | 39.7565 | #N/A
400NHG3B | NH FUSE 400AMP 500V gG SIZE 3 DUAL IND | NH fuse gG/gL 500V 400A 3 dual indication | 23.7401 | 3
40NHG01B-400 | NH FUSE 40A 400V GG/GL SIZE 01 | NH fuse gG 400V 40A 01 dual indication | 9.7578 | 3
40NHG01BI-400 | NH FUSE 40A 400V GG/GL SIZE 01 | NH fuse gG 400V 40A 01 dual indication | 10.2129 | 3
40NHG02B-400 | NH FUSE 40A 400V GG/GL SIZE 02 | NH fuse gG 400V 40A 02 dual indication | 11.7776 | 3
40NHG02BI-400 | NH FUSE 40A 400V GG/GL SIZE 02 | NH fuse gG 400V 40A 02 dual indication | 12.816 | 3
40NHG0B | NH FUSE 40A 500V GG/GL SIZE 0 | NH fuse gG/gL 500V 40A 0 dual indication | 8.25 | 3
40NHG000B | NH FUSE 40A 500V GG/GL SIZE 000 | NH fuse gG/gL 500V 40A 000 dual indication | 4.4948 | 3
40NHG01B | NH FUSE 40A 500V GG/GL SIZE 01 | NH fuse gG/gL 500V 40A 01 dual indication | 9.0181 | 3
40NHG02B | NH FUSE 40A 500V GG/GL SIZE 02 | NH fuse gG/gL 500V 40A 02 dual indication | 11.1091 | 3
40NHG01BI | NH FUSE 40A 500V GL/GG SIZE 01 | NH fuse gG/gL 500V 40A 01 dual indication | 9.516 | 3
40NHG02BI | NH FUSE 40A 500V GL/GG SIZE 02 | NH fuse gG/gL 500V 40A 02 dual indication | 12.3323 | 3
40NHM000B-690 | NH FUSE 40A 690V aM SIZE 000 | NH fuse aM 690V 40A 000 dual indication | 9.9285 | 3
40NHG000B-690 | NH FUSE 40A 690V gG SIZE 000 | NH fuse gG 690V 40A 000 dual indication | 6.031 | 3
40NHG000BI-690 | NH FUSE 40A 690V GG/GL SIZE 000 | NH fuse gG 690V 40A 000 dual indication | 6.6427 | #N/A
40NHM000B | NH FUSE 40AMP 500V aM SIZE 000 DUAL IND | NH fuse aM 500V 40A 000 dual indication | 5.1207 | #N/A
425NHG3B | NH FUSE 425A 500V 3 GG/GL SIZE 3 | NH fuse gG/gL 500V 425A 3 dual indication | 23.7401 | 3
425NHG2B | NH FUSE 425A 500V GG/GL SIZE 2 | NH fuse gG/gL 500V 425A 2 dual indication | 17.5384 | 3
450NHG3B | NH FUSE 450A 500V 3 GG/GL SIZE 3 | NH fuse gG/gL 500V 450A 3 dual indication | 23.7401 | 3
4NHG000B-400 | NH FUSE 4A 400V GG/GL SIZE 000 | NH fuse gG 400V 4A 000 dual indication | 5.1207 | 3
4NHG000BI-400 | NH FUSE 4A 400V GG/GL SIZE 000 | NH fuse gG 400V 4A 000 dual indication | 5.6754 | 3
4NHG000B | NH FUSE 4A 500V GG/GL SIZE 000 | NH fuse gG/gL 500V 4A 000 dual indication | 4.4948 | 3
4NHG000BI | NH FUSE 4A 500V GG/GL SIZE 000 | NH fuse gG/gL 500V 4A 000 dual indication | 5.2345 | 3
4NHG000B-690 | NH FUSE 4AMP 690V gG SIZE 000 | NH fuse gG 690V 4A 000 dual indication | 5.7323 | 3
500NHG3B-400 | NH FUSE 500A 400V GG/GL SIZE 3 | NH fuse gG 400V 500A 3 dual indication | 25.5608 | 3
500NHG3BI-400 | NH FUSE 500A 400V GG/GL SIZE 3 | NH fuse gG 400V 500A 3 dual indication | 27.7513 | 3
500NHG3B | NH FUSE 500A 500V GG/GL SIZE 3 | NH fuse gG/gL 500V 500A 3 dual indication | 24.75 | 3
500NHG3BI | NH FUSE 500A 500V GL/GG SIZE 3 | NH fuse gG/gL 500V 500A 3 dual indication | 28.875 | #N/A
500NHM3B-690 | NH FUSE 500A 690V AM SIZE 3 | NH fuse aM 690V 500A 3 dual indication | 41.8617 | 3
500NHG3B-690 | NH FUSE 500A 690V gG SIZE 3 | NH fuse gG 690V 500A 3 dual indication | 28.619 | 3
500NHM3B | NH FUSE 500AMP 500V AM SIZE 3 DUAL IND. | NH fuse aM 500V 500A 3 dual indication | 39.7565 | #N/A
50NHG000BI-400 | NH FUSE 50A 400V GG/GL SIZE 000 | NH fuse gG 400V 50A 000 dual indication | 6.1591 | 3
50NHG01B-400 | NH FUSE 50A 400V GG/GL SIZE 01 | NH fuse gG 400V 50A 01 dual indication | 9.7578 | 3
50NHG01BI-400 | NH FUSE 50A 400V GG/GL SIZE 01 | NH fuse gG 400V 50A 01 dual indication | 10.2129 | 3
50NHG02B-400 | NH FUSE 50A 400V GG/GL SIZE 02 | NH fuse gG 400V 50A 02 dual indication | 11.7776 | 3
50NHG02BI-400 | NH FUSE 50A 400V GG/GL SIZE 02 | NH fuse gG 400V 50A 02 dual indication | 12.816 | 3
50NHG0B | NH FUSE 50A 500V GG/GL SIZE 0 | NH fuse gG/gL 500V 50A 0 dual indication | 8.25 | 3
50NHG000B | NH FUSE 50A 500V GG/GL SIZE 000 | NH fuse gG/gL 500V 50A 000 dual indication | 4.4948 | 3
50NHG01B | NH FUSE 50A 500V GG/GL SIZE 01 | NH fuse gG/gL 500V 50A 01 dual indication | 9.0181 | 3
50NHG02B | NH FUSE 50A 500V GG/GL SIZE 02 | NH fuse gG/gL 500V 50A 02 dual indication | 11.1091 | 3
50NHG000BI | NH FUSE 50A 500V GL/GG SIZE 000 | NH fuse gG/gL 500V 50A 000 dual indication | 5.2345 | 3
50NHG01BI | NH FUSE 50A 500V GL/GG SIZE 01 | NH fuse gG/gL 500V 50A 01 dual indication | 9.516 | 3
50NHG02BI | NH FUSE 50A 500V GL/GG SIZE 02 | NH fuse gG/gL 500V 50A 02 dual indication | 12.3323 | 3
50NHM1B-690 | NH FUSE 50A 690V aM SIZE1 | NH fuse aM 690V 50A 1 dual indication | 22.3888 | 3
50NHG000B-690 | NH FUSE 50A 690V gG SIZE 000 | NH fuse gG 690V 50A 000 dual indication | 6.031 | 3
50NHG000BI-690 | NH FUSE 50A 690V GG/GL SIZE 000 | NH fuse gG 690V 50A 000 dual indication | 6.6427 | #N/A
50NHM000B | NH FUSE 50AMP 500V aM SIZE 000 | NH fuse aM 500V 50A 000 dual indication | 5.1207 | #N/A
50NHM1B | NH FUSE 50AMP 500V aM SIZE1 DUAL IND | NH fuse aM 500V 50A 1 dual indication | 21.2651 | #N/A
50NHG1B | NH FUSE 50AMP 500V gG SIZE 1 DUAL IND | NH fuse gG/gL 500V 50A 1 dual indication | 10.5828 | 3
50NHM000B-690 | NH FUSE 50AMP 690V aM SIZE 000 | NH fuse aM 690V 50A 000 dual indication | 9.9285 | 3
50NHG00B-690 | NH FUSE 50AMP 690V gG SIZE 00 | NH fuse gG 690V 50A 00 dual indication | 7.425 | 3
50NHG1B-690 | NH FUSE 50AMP 690V gG SIZE 1 | NH fuse gG 690V 50A 1 dual indication | 12.6737 | 3
63NHG000BI | NH FUSE 63 500V GL/GG SIZE 000 | NH fuse gG/gL 500V 63A 000 dual indication | 5.2345 | 3
630NHG3B-400 | NH FUSE 630A 400V 3 GG/GL SIZE 3 | NH fuse gG 400V 630A 3 dual indication | 26.5707 | 3
630NHG3BI-400 | NH FUSE 630A 400V 3 GG/GL SIZE 3 | NH fuse gG 400V 630A 3 dual indication | 28.9461 | 3
630NHG2B-400 | NH FUSE 630A 400V GG/GL SIZE 2 | NH fuse gG 400V 630A 2 dual indication | 30.7953 | 3
630NHG3B | NH FUSE 630A 500V GG/GL SIZE 3 | NH fuse gG/gL 500V 630A 3 dual indication | 25.7742 | 3
630NHG3BI | NH FUSE 630A 500V IMGL SIZE 3 | NH fuse gG/gL 500V 630A 3 dual indication | 30.0699 | 3
63NHG000B-400 | NH FUSE 63A 400V GG/GL SIZE 000 | NH fuse gG 400V 63A 000 dual indication | 5.4194 | 3
63NHG000BI-400 | NH FUSE 63A 400V GG/GL SIZE 000 | NH fuse gG 400V 63A 000 dual indication | 6.1591 | 3
63NHG01B-400 | NH FUSE 63A 400V GG/GL SIZE 01 | NH fuse gG 400V 63A 01 dual indication | 9.7578 | 3
63NHG01BI-400 | NH FUSE 63A 400V GG/GL SIZE 01 | NH fuse gG 400V 63A 01 dual indication | 10.7108 | 3
63NHG02B-400 | NH FUSE 63A 400V GG/GL SIZE 02 | NH fuse gG 400V 63A 02 dual indication | 11.7776 | 3
63NHG02BI-400 | NH FUSE 63A 400V GG/GL SIZE 02 | NH fuse gG 400V 63A 02 dual indication | 12.816 | 3
63NHG0B | NH FUSE 63A 500V GG/GL SIZE 0 | NH fuse gG/gL 500V 63A 0 dual indication | 8.25 | 3
63NHG000B | NH FUSE 63A 500V GG/GL SIZE 000 | NH fuse gG/gL 500V 63A 000 dual indication | 4.4948 | 3
63NHG01B | NH FUSE 63A 500V GG/GL SIZE 01 | NH fuse gG/gL 500V 63A 01 dual indication | 9.0181 | 3
63NHG02B | NH FUSE 63A 500V GG/GL SIZE 02 | NH fuse gG/gL 500V 63A 02 dual indication | 11.1091 | 3
63NHG01BI | NH FUSE 63A 500V GL/GG SIZE 01 | NH fuse gG/gL 500V 63A 01 dual indication | 9.516 | 3
63NHG02BI | NH FUSE 63A 500V GL/GG SIZE 02 | NH fuse gG/gL 500V 63A 02 dual indication | 12.3323 | 3
63NHM00B-690 | NH FUSE 63A 690V aM SIZE 00 | NH fuse aM 690V 63A 00 dual indication | 12.6737 | 3
63NHG000B-690 | NH FUSE 63A 690V gG SIZE 000 | #N/A | 6.031 | 3
63NHG000BI-690 | NH FUSE 63A 690V GG/GL SIZE 000 | NH fuse gG 690V 63A 000 dual indication | 6.6427 | #N/A
63NHM1B | NH FUSE 63AMP 500V AM SIZE 1 | NH fuse aM 500V 63A 1 dual indication | 21.8483 | 3
63NHG1B | NH FUSE 63AMP 500V gG SIZE 1 DUAL IND | NH fuse gG/gL 500V 63A 1 dual indication | 10.5828 | #N/A
63NHM1B-690 | NH FUSE 63AMP 690V aM SIZE1 | NH fuse aM 690V 63A 1 dual indication | 22.3888 | 1
63NHG00B-690 | NH FUSE 63AMP 690V gG SIZE 00 | NH fuse gG 690V 63A 00 dual indication | 7.425 | 3
63NHG1B-690 | NH FUSE 63AMP 690V gG SIZE 1 | NH fuse gG 690V 63A 1 dual indication | 12.6737 | 3
6NHG000B-400 | NH FUSE 6A 400V GG/GL SIZE 000 | NH fuse gG 400V 6A 000 dual indication | 5.1207 | 3
6NHG000BI-400 | NH FUSE 6A 400V GG/GL SIZE 000 | NH fuse gG 400V 6A 000 dual indication | 5.6754 | 3
6NHG01B | NH FUSE 6A 500V ac GG/GL SIZE 01 | NH fuse gG/gL 500V 6A 01 dual indication | 9.0181 | 3
6NHG0B | NH FUSE 6A 500V GG/GL SIZE 0 | NH fuse gG/gL 500V 6A 0 dual indication | 8.25 | 3
6NHG000B | NH FUSE 6A 500V GG/GL SIZE 000 | NH fuse gG/gL 500V 6A 000 dual indication | 4.4948 | 3
6NHG000BI | NH FUSE 6A 500V GG/GL SIZE 000 | NH fuse gG/gL 500V 6A 000 dual indication | 5.2345 | 3
6NHG01BI | NH FUSE 6A 500V GG/GL SIZE 01 | NH fuse gG/gL 500V 6A 01 dual indication | 9.516 | #N/A
6NHM000B | NH FUSE 6AMP 500V aM SIZE 000 | NH fuse aM 500V 6A 000 dual indication | 5.1207 | #N/A
6NHM000B-690 | NH FUSE 6AMP 690V aM SIZE 000 | NH fuse aM 690V 6A 000 dual indication | 9.331 | 3
6NHG000B-690 | NH FUSE 6AMP 690V gG SIZE 000 | NH fuse gG 690V 6A 000 dual indication | 5.7323 | 3
80NHG000BI | NH FUSE 80 500V GL/GG SIZE 000 | NH fuse gG/gL 500V 80A 000 dual indication | 5.2345 | 3
800NHG3B | NH FUSE 800A 440V GG/GL SIZE 3 | NH fuse gG/gL 500V 800A 3 dual indication | 59.4712 | #N/A
800NHG4B-690 | NH FUSE 800A 690V GG/GL SIZE 4 | NH fuse gG 690V 800A 4 | 208.9386 | 1
80NHG000B-400 | NH FUSE 80A 400V GG/GL SIZE 000 | NH fuse gG 400V 80A 000 dual indication | 5.4194 | 3
80NHG000BI-400 | NH FUSE 80A 400V GG/GL SIZE 000 | NH fuse gG 400V 80A 000 dual indication | 6.6 | 3
80NHG02BI-400 | NH FUSE 80A 400V GG/GL SIZE 02 | NH fuse gG 400V 80A 02 dual indication | 13.6979 | 3
80NHG0B | NH FUSE 80A 500V GG/GL SIZE 0 | NH fuse gG/gL 500V 80A 0 dual indication | 8.4634 | 3
80NHG000B | NH FUSE 80A 500V GG/GL SIZE 000 | NH fuse gG/gL 500V 80A 000 dual indication | 4.4948 | 3
80NHG01B | NH FUSE 80A 500V GG/GL SIZE 01 | NH fuse gG/gL 500V 80A 01 dual indication | 9.0181 | 3
80NHG02B | NH FUSE 80A 500V GG/GL SIZE 02 | NH fuse gG/gL 500V 80A 02 dual indication | 11.1944 | 3
80NHG01BI | NH FUSE 80A 500V GL/GG SIZE 01 | NH fuse gG/gL 500V 80A 01 dual indication | 9.516 | 3
80NHG02BI | NH FUSE 80A 500V GL/GG SIZE 02 | NH fuse gG/gL 500V 80A 02 dual indication | 12.4461 | 3
80NHM00B-690 | NH FUSE 80A 690V aM SIZE 00 | NH fuse aM 690V 80A 00 dual indication | 13.2569 | 3
80NHG1B-690 | NH FUSE 80A 690V gG SIZE 1 | NH fuse gG 690V 80A 1 dual indication | 12.6737 | 3
80NHG1B | NH FUSE 80AMP 500V gG SIZE 1 DUAL IND | NH fuse gG/gL 500V 80A 1 dual indication | 10.5828 | 3
80NHM1B-690 | NH FUSE 80AMP 690V aM SIZE 1 | NH fuse aM 690V 80A 1 dual indication | 22.3888 | 3
80NHG00B-690 | NH FUSE 80AMP 690V gG SIZE 00 DUAL IND | NH fuse gG 690V 80A 00 dual indication | 7.425 | 3
80NHM1B | NH FUSE SIZE 1 AM 80A 500V | NH fuse aM 500V 80A 1 dual indication | 21.8483 | 3
100NHG01BI | NH FUSE100A 500V GL/GG SIZE 01 | NH fuse gG/gL 500V 100A 01 dual indication | 9.516 | 3
315NHM3B-690 | NH FUSE315A 690V aM SIZE 3 | NH fuse aM 690V 315A 3 dual indication | 41.8617 | 3
315NHM3B | NH FUSE315AMP 500V aM SIZE 3 DUAL IND | NH fuse aM 500V 315A 3 dual indication | 39.7565 | #N/A
TD00-IP20IC | NH00 IP20 Integral 3 Pole Protection | Front side protection kit for TD00-DI | 6.7788 | #N/A
TD00-IP20I | NH00 IP20 Integral Triple COVER | Front side protection kit for TD00-DI | 6.1286 | #N/A
TD00-IP20 | NH00 IP20 Triple Pole Protection kit | Front side protection kit for TD00-D | 10.1113 | #N/A
SD00-S | NH00 SINGLE POLE SILVER | Fuse base plastic, 1-pole, size 00, 160A, screw mounted | 9.3148 | 3
SD00-D | NH00 SINGLE POLE SILVER 1/4 SCREW | Fuse base plastic, 1-pole, size 00, 160A, screw or DIN rail mounted | 10.9079 | 3
183025 | NH00-A160 | Fuse switch-disconnector 3-pole, flat conn., M8 max. 95mm2 | 66.5628 | 1
TD1-IP20 | NH1 IP20 Triple Pole Protection kit | Front side protection kit for TD1-D | 30.7892 | #N/A
SD1-D | 'NH1 SINGLE POLE SILVER 1/4 SCREW | Fuse base plastic, 1-pole, size 1, 250A, screw or DIN rail mounted | 32.4473 | 3
SD1-D-PV | NH1 SINGLE POLE SILVER 1/4 SCREW PV | Fuse base, 1-pole, size 1, 250A, screw or DIN rail mounted | 51.1419 | 3
TD1-D | NH1 Triple Pole base CE | Fuse base 3-pole, size 1, 250A, screw or DIN rail mounted | 88.4336 | #N/A
TD2-IP20 | NH2 IP20 Triple Pole Protection kit | Front side protection kit for TD2-D | 32.1059 | #N/A
SD2-DA | NH2 Single Din CE AG NO-ANTI | #N/A | 46.5089 | #N/A
SD2-D-PV | NH2 SINGLE POLE PV | Fuse base for PV fuses, 1-pole, size 2, 400A, screw or DIN rail mounted | 56.604 | 1
SD2-S | NH2 SINGLE POLE SILVER | Fuse base plastic, 1-pole, size 2, 400A, screw mounted | 43.6966 | 3
SD2-D | NH2 SINGLE POLE SILVER 1/4 SCREW | Fuse base plastic, 1-pole, size 2, 400A, screw or DIN rail mounted | 38.9173 | 3
SD2-DD | NH2 SINGLE POLE SILVER DOUBLE CLIP | Fuse base, 1-pole, size 2, 400A, screw or DIN rail mounted, double clip | 41.6483 | 3
TD2-D | NH2 Triple Pole base CE | Fuse base 3-pole, size 2, 400A, screw or DIN rail mounted | 116.443 | #N/A
TD2-DD | NH2 Triple Pole Base Double Clip CE | Fuse base 3-pole, size 2, 400A, screw or DIN rail mounted | 143.9159 | #N/A
TD3-IP20 | NH3 IP20 Triple Pole Protection kit | Front side protection kit for TD3-D | 60.9444 | #N/A
SD3-DA | NH3 SINGLE Din CE NO-ANTI | #N/A | 52.9951 | #N/A
SD3-D-PV | NH3 SINGLE POLE PV | Fuse base for PV fuses, 1-pole, size 3, 630A, screw or DIN rail mounted | 64.5045 | 1
SD3-S | NH3 SINGLE POLE SILVER | Fuse base plastic, 1-pole, size 3, 630A, screw mounted | 54.6858 | 3
SD3-D | NH3 SINGLE POLE SILVER 1/4 SCREW | Fuse base plastic, 1-pole, size 3, 630A, screw or DIN rail mounted | 49.7114 | 3
TD3-D | NH3 Triple Pole Base CE | Fuse base 3-pole, size 3, 630A, screw or DIN rail mounted | 153.946 | #N/A
SD4-S | NH4 SINGLE POLE 1250A | Fuse base plastic, 1-pole, size 4, 1250A, screw mounted | 129.0252 | #N/A
SD4-S1600 | NH4 SINGLE POLE 1600A | Fuse base plastic, 1-pole, size 4, 1600A, screw mounted | 151.4262 | #N/A
72896 | NHI11-PKZ0 | Standard auxiliary contacts, 1NO, 1NC | 12.7412 | 1
229680 | NHI11-PKZ0-C | Auxiliary contacts for PKZ0, 1NO,1NC, spring terminals | 18.6575 | 1
72895 | NHI12-PKZ0 | Standard auxiliary contacts, 1NO, 2NC | 20.5582 | 1
72894 | NHI21-PKZ0 | Standard auxiliary contacts, 2NO, 1NC | 20.5582 | 1
208277 | NHI-B-11-PKZ0 | Auxiliary contacts for PKZ0, 1NO,1NC | 11.6098 | 1
229682 | NHI-E-01-PKZ0-C |  | 40.3465 | 1
107040 | NHI-E-10L-PKZ0 | Auxiliary contacts for PKZ0, 1NO, with cables | 13.8177 | 5
82884 | NHI-E-10-PKZ0 | Auxiliary contacts for PKZ0, 1NO | 9.3984 | 1
229681 | NHI-E-10-PKZ0-C | Auxiliary contacts for PKZ0, 1NO, spring terminals | 24.173 | 1
82882 | NHI-E-11-PKZ0 | Auxiliary contacts for PKZ0, 1NO,1NC | 12.3298 | 1
106210 | NH-SLS-00/160 | Vertical fuse switch disconnector, size 00, 160A, 400V, busbar dist. 100mm | 214.745 | 1
106211 | NH-SLS-00/160-60 | Vertical fuse switch disconnector, size 00, 160A, 400V, busbar dist. 60mm | 338.9982 | 1
106216 | NH-SLS-00/160-60-SI | Vertical fuse switch disconnector with fuse monitoring, size 00, 160A, 400V, busbar dist. 60mm | 583.8582 | 1
106212 | NH-SLS-1/250 | Low-voltage h.b.c fuse switch strip, 250A, 500V/250A, 690V/200A, size 1 | 459.6567 | #N/A
106214 | NH-SLS-3/630 | Low-voltage h.b.c fuse switch strip, 630A, 500V/630A, 690V/500A, size 3 | 501.2017 | #N/A
179755 | NHW-SLS-00/F | Vertical fuse switch disconnector, size 00, 160A, 400V, busbar dist. 185mm, flat | 164.8135 | 1
179760 | NHW-SLS-00/F/SI | Vertical fuse switch disconnector with fuse monitoring, size 00, 160A, 400V, busbar dist 185mm, flat | 655.2253 | 1
179754 | NHW-SLS-00/H | Vertical fuse switch disconnector, size 00, 160A, 400V, busbar dist. 185mm, height | 315.6184 | 1
179759 | NHW-SLS-00/H/SI | Vertical fuse switch disconnector with fuse monitor, size 00, 160A, 400V, busbar dist. 185mm, height | 686.5525 | 1
179756 | NHW-SLS-1 | Vertical fuse switch disconnector, size 1, 250A, 690V, busbar dist. 185mm | 510.561 | 1
179761 | NHW-SLS-1/SI | Vertical fuse switch disconnector with fuse monitoring, size 1, 250A, 690V, busbar dist. 185mm | 770.8533 | 1
179757 | NHW-SLS-2 | Vertical fuse switch disconnector, size 2, 400A, 690V, busbar dist. 185mm | 519.8059 | 1
179762 | NHW-SLS-2/SI | Vertical fuse switch disconnector with fuse monitoring, size 2, 400A, 690V, busbar dist. 185mm | 782.9392 | 1
179758 | NHW-SLS-3 | Vertical fuse switch disconnector, size 3, 630A, 690V, busbar dist. 185mm | 543.0412 | 1
179763 | NHW-SLS-3/SI | Vertical fuse switch disconnector with fuse monitoring, size 3, 630A, 690V, busbar dist. 185mm | 811.8011 | 1
178942 | NL-KLV | Flush-mounting strap for KLV distribution board | 2.3689 | 1
62432 | N-P3E | Neutral terminal | 22.7953 | 1
64805 | N-P3Z | Neutral terminal | 22.7953 | 1
280969 | N-P5-125/160E | Neutral terminal | 54.989 | 1
280970 | N-P5-125/160Z | Neutral terminal | 54.989 | 1
280971 | N-P5-250/315E | Neutral terminal | 88.4555 | 1
280972 | N-P5-250/315Z | Neutral terminal | 88.4555 | 1
82160 | N-PKZ0 | Neutral terminal | 3.0857 | 1
102682 | NS1-100-NA | Switch disconnectors, 3pole, can be tripped remotely, In=100A, UL standard | 253.3834 | 1
102681 | NS1-63-NA |  | 253.3834 | 1
102686 | NS2-250-NA |  | 589.9373 | 1
102689 | NS4-800-NA | Switch disconnectors, 3pole, can be tripped remotely, In=800A, UL standard | 3449.0773 | 1
143963 | NW21 | #N/A | 16.8962 | #N/A
254973 | NWS-BEL12 |  | 4.9389 | 1
255011 | NWS-ERDS/19 |  | 38.9194 | 1
255013 | NWS-ERDS/V |  | 34.1225 | 1
166364 | NWS-HW/19/SPD-STL/6F-S |  | 26.6845 | 1
255199 | NWS-K/AC24 |  | 12.3075 | 1
255201 | NWS-K/AC40 |  | 16.8941 | 1
255202 | NWS-K/AC52 |  | 22.2452 | 1
255221 | NWS-LUE/SCH |  | 608.8404 | 1
255255 | NWS-PU/KPL |  | 214.9448 | 1
255256 | NWS-PU/OF |  | 168.1018 | #N/A
255309 | NWS-SHE/DLB/DN3 | Doppelbart (doble bit) lock insert 3mm | 42.3686 | 1
255317 | NWS-SL/DLB/3 | Doppelbart (doble bit) key 3mm | 9.5892 | 1
255398 | NWS-STL/19/7F |  | 148.3697 | 1
255421 | NWS-TS/PU |  | 5.4956 | #N/A
260203 | NZM1/2-XAB | Spacers for NZM1-2 (set 4-pcs) | 17.5607 | 1
285760 | NZM1/2-XAGK | Compensation coupling, lateral mounting | 14.3869 | 1
266621 | NZM1/2-XDZ | Add-on handle for NZM1, 2 | 47.1504 | 1
100728 | NZM1/2-XTDM | Door coupling module, standard | 12.8945 | 1
100729 | NZM1/2-XTDMV | Door coupling module, lockable | 15.5788 | 1
261232 | NZM1/2-XV4 | Extension axis 290 mm, NZM1-2 | 9.6458 | 1
260191 | NZM1/2-XV6 | Extension axis 490 mm, NZM1-2 | 19.2916 | 1
292252 | NZM1/2-XVAK | Shaft connection for NZM1 and NZM2 | 17.7112 | 1
266676 | NZM1/2-XZB | Auxil.metal sheet for N/PE term. mount. to NZM1-2 | 20.8094 | 1
104607 | NZM1-4-XFI300R | Residual current release for NZM1, 4pole, side mounting In=125A, Idn=0.3A, typ AC | 759.8873 | 1
104613 | NZM1-4-XFI300U | Residual current release for NZM1, 4pole, bottom mounting In=100A, Idn=0.3A, typ AC | 867.8854 | 1
104606 | NZM1-4-XFI30R | Residual current release for NZM1, 4pole, side mounting In=125A, Idn=0.03A, typ AC | 646.32 | 1
104612 | NZM1-4-XFI30U | Residual current release for NZM1, 4pole, bottom mounting In=100A, Idn=0.03A, typ AC | 897.7887 | 1
104608 | NZM1-4-XFIR | Residual current release for NZM1, 4pole, side mounting In=125A, Idn=0.03-3.0A, typ AC | 1166.2786 | 1
104614 | NZM1-4-XFIU | Residual current release for NZM1, 4pole, bottom mounting In=100A, Idn=0.03-3.0A, typ AC | 1607.1891 | 1
266749 | NZM1-4-XIPA | Protection against contact, for cover, NZM1, 4-pole | 15.1523 | 1
266745 | NZM1-4-XIPK | Protection against contact, box terminal, NZM1, 4-pol | 25.488 | 1
266731 | NZM1-4-XKA | Tunnel terminal, set, NZM1 4-pole, 16-95 mm2 | 55.592 | 1
144114 | NZM1-4-XKAM | Tunnel terminal, set, NZM1 4pole, 6 x 2.5-16 mm2 | 145.8729 | 1
267075 | NZM1-4-XKC | Box terminal, set, NZM1 4-pole | 26.4664 | 1
119863 | NZM1-4-XKP | Phase barriers for NZM1, 4pole | 23.4658 | 1
266737 | NZM1-4-XKR | Terminal for rear connection, set, NZM1 4-pole | 71.798 | 1
266725 | NZM1-4-XKS | Screw connection terminal, set, NZM1 4-pole | 27.8587 | 1
266741 | NZM1-4-XKSA | Terminal cover, NZM1 4-pole | 25.488 | 1
100781 | NZM1-4-XKSFA | Terminal cover, NZM1 4-pole | 20.985 | 1
259724 | NZM1-XA110-130AC/DC | Opening release NZM1, 110-130V ~/= | 96.2199 | 1
259706 | NZM1-XA12AC/DC | Opening release NZM1, 12V ~/= | 103.9215 | 1
259726 | NZM1-XA208-250AC/DC | Opening release NZM1, 208-250V ~/= | 107.973 | 1
259708 | NZM1-XA24AC/DC | Opening release NZM1, 24V ~/= | 105.6274 | 1
259728 | NZM1-XA380-440AC/DC | Opening release NZM1, 380-440V ~/= | 103.9215 | 1
259730 | NZM1-XA480-525AC/DC | Opening release NZM1, 480-525V ~/= | 108.2274 | #N/A
259720 | NZM1-XA48AC/DC | Opening release NZM1, 48V ~/= | 103.9215 | 1
259722 | NZM1-XA60AC/DC | Opening release NZM1, 60V ~/= | 103.9215 | 1
104554 | NZM1-XAD160 | Adapter for mounting NZM1 3-pole on busbar 60mm (160A) | 185.2022 | 1
259780 | NZM1-XAHIV110-130AC/DC | Opening release NZM1, aux.cont:1NO, 110-130V ~/= | 126.6751 | 1
259772 | NZM1-XAHIV12AC/DC | Opening release NZM1, aux.cont:1NO, 12V ~/= | 126.6751 | 1
259782 | NZM1-XAHIV208-250AC/DC | Opening release NZM1, aux.cont:1NO, 208-250V ~/= | 126.6751 | 1
259774 | NZM1-XAHIV24AC/DC | Opening release NZM1, aux.cont:1NO, 24V ~/= | 126.6751 | 1
259784 | NZM1-XAHIV380-440AC/DC | Opening release NZM1, aux.cont:1NO, 380-440V ~/= | 126.6751 | 1
259776 | NZM1-XAHIV48AC/DC | Opening release NZM1, aux.cont:1NO, 48V ~/= | 126.6751 | 1
259778 | NZM1-XAHIV60AC/DC | Opening release NZM1, aux.cont:1NO, 60V ~/= | 126.6751 | 1
259798 | NZM1-XAHIVL110-130AC/DC | Opening release NZM1, aux.con:1NO, cable, 110-130V~/= | 88.4765 | 1
259790 | NZM1-XAHIVL12AC/DC | Opening release NZM1, aux.cont:1NO, cable, 12V ~/= | 92.7486 | 1
259800 | NZM1-XAHIVL208-250AC/DC | Opening release NZM1, aux.con:1NO, cable, 208-250V~/= | 89.7767 | 1
259792 | NZM1-XAHIVL24AC/DC | Opening release NZM1, aux.cont:1NO, cable, 24V ~/= | 86.8048 | 1
259802 | NZM1-XAHIVL380-440AC/DC | Opening release NZM1, aux.con:1NO, cable, 380-440V~/= | 116.7097 | 1
259742 | NZM1-XAL110-130AC/DC | Opening release NZM1, conn.cables, 110-130V ~/= | 66.6205 | 1
259734 | NZM1-XAL12AC/DC | Opening release NZM1, conn.cables, 12V ~/= | 70.8926 | 1
259744 | NZM1-XAL208-250AC/DC | Opening release NZM1, conn.cables, 208-250V ~/= | 98.3773 | 1
259736 | NZM1-XAL24AC/DC | Opening release NZM1, conn.cables, 24V ~/= | 64.8869 | 1
259746 | NZM1-XAL380-440AC/DC | Opening release NZM1, conn.cables, 380-440V ~/= | 92.1914 | 1
259748 | NZM1-XAL480-525AC/DC | Opening release NZM1, conn.cables, 480-525V ~/= | 93.6154 | #N/A
260195 | NZM1-XBR | Cover frame IP40, for NZM1 | 20.8094 | 1
115274 | NZM1-XBRS | Insulating surrounds for toggle lever, IP40, NZM1 | 19.2038 | 1
260213 | NZM1-XC35 | Base for NZM1 mounting on DIN rail 35mm | 24.7354 | 1
104645 | NZM1-XCI43/2-TVD | Case IP65, rotary handle black/grey, locked, NZM1, up to 160A | 418.4078 | 1
104646 | NZM1-XCI43/2-TVDVR | Case IP65, rotary handle red/yellow, locked, NZM1, up to 160A | 373.3521 | 1
100721 | NZM1-XDA | Rotary drive, standard | 18.9781 | 1
100722 | NZM1-XDAV | Rotary drive, lockable | 37.8432 | 1
100731 | NZM1-XDG | Rotary handle, standard | 9.3699 | 1
100734 | NZM1-XDGR | Rotary handle, red-yellow | 18.9781 | 1
100732 | NZM1-XDGV | Rotary handle, lockable | 18.677 | 1
100733 | NZM1-XDGVR | Rotary handle, red-yellow, lockable | 27.8086 | 1
172536 | NZM1-XDKL | Rotary handle, + key lock, size 1 | 76.4031 | 1
260131 | NZM1-XDTV | Rotary handle black/gray, door interlock, lock, NZM1 | 89.7977 | 1
260142 | NZM1-XDTVR | Rotary handle red/yellow, door interlock, lock, NZM1 | 96.4331 | 1
260125 | NZM1-XDV | Rotary handle black/gray, lockable, NZM1 | 47.9281 | 1
285247 | NZM1-XDVG | Rotary handle black/gray, lockable, NZM1 | 47.1504 | 1
285249 | NZM1-XDVGR | Rotary handle red/yellow, lockable, NZM1 | 56.7711 | 1
285763 | NZM1-XDV-MODAN | #N/A | 24.2463 | 1
260135 | NZM1-XDVR | Rotary handle red/yellow, lockable, NZM1 | 56.4575 | 1
104604 | NZM1-XFI300R | Residual current release for NZM1, 3pole, side mounting In=125A, Idn=0.3A, typ AC | 573.9074 | 1
104610 | NZM1-XFI300U | Residual current release for NZM1, 3pole, bottom mounting In=100A, Idn=0.3A, typ AC | 798.2448 | 1
104603 | NZM1-XFI30R | Residual current release for NZM1, 3pole, side mounting In=125A, Idn=0.03A, typ AC | 593.2743 | 1
104609 | NZM1-XFI30U | Residual current release for NZM1, 3pole, bottom mounting In=100A, Idn=0.03A, typ AC | 798.2448 | 1
104605 | NZM1-XFIR | Residual current release for NZM1, 3pole, side mounting In=125A, Idn=0.03-3.0A, typ AC | 929.6613 | 1
104611 | NZM1-XFIU | Residual current release for NZM1, 3pole, bottom mounting In=100A, Idn=0.03-3.0A, typ AC | 1346.6767 | 1
266626 | NZM1-XHB | Main switch assembly kit, black, NZM1 | 88.5308 | 1
125956 | NZM1-XHB-DA | Main switch assembly kit + add. rotary handle, black, shaft for mounting depth max. 400mm, NZM1 | 255.1564 | 1
125958 | NZM1-XHB-DA-NA | Main switch assembly kit + add. rotary handle, black, mounting depth max. 400mm, NZM1, UL standard | 255.1564 | 1
125957 | NZM1-XHB-DAR | Main switch assembly kit + add. rotary handle, red, shaft for mounting depth max. 400mm, NZM1 | 273.6954 | 1
125959 | NZM1-XHB-DAR-NA | Main switch assembly kit + add. rotary handle, red, mounting depth max. 400mm, NZM1, UL standard | 273.6954 | 1
144907 | NZM1-XHB-DAR-V6 | Main switch assembly kit + add. rotary handle, red, shaft for mounting depth max. 600mm, NZM1 | 417.4926 | 1
144905 | NZM1-XHB-DA-V6 | Main switch assembly kit + add. rotary handle, black, shaft for mounting depth max. 600mm, NZM1 | 234.9054 | 1
266632 | NZM1-XHBR | Main switch assembly kit, red, NZM1 | 104.6866 | 1
259426 | NZM1-XHIV | Auxiliary contacts early make, terminals left NZM1, 2no | 53.3342 | 1
259432 | NZM1-XHIVL | Auxiliary contacts early make, conn.cable, NZM1, 2no | 47.1504 | 1
292195 | NZM1-XHIVR | Auxiliary contacts early make, terminals right NZM1, 2no | 52.8074 | 1
266748 | NZM1-XIPA | Protection against contact, for cover, NZM1, 3-pole | 11.3141 | 1
266744 | NZM1-XIPK | Protection against contact, box terminal, NZM1, 3-pol | 10.5239 | 1
266730 | NZM1-XKA | Tunnel terminal, set, NZM1 3-pole, 16-95 mm2 | 41.694 | 1
144112 | NZM1-XKAM | Tunnel terminal, set, NZM1 3-pole, 6 x 2.5-16 mm2 | 166.0987 | 1
260199 | NZM1-XKAV | Lockable cover | 47.1504 | 1
260015 | NZM1-XKC | Box terminal, set, NZM1 3-pole | 19.831 | 1
119862 | NZM1-XKP | Phase barriers for NZM1, 3pole | 12.8945 | 1
266734 | NZM1-XKR | Terminal for rear connection, set, NZM1 3-pole | 53.9614 | 1
260019 | NZM1-XKS | Screw connection terminal, set, NZM1 3-pole | 20.8846 | 1
260021 | NZM1-XKSA | Terminal cover, NZM1 3-pole | 18.8526 | 1
100780 | NZM1-XKSFA | Terminal cover, NZM1 3-pole | 15.6415 | 1
281581 | NZM1-XMV | Mechanical interlocking, for NZM1 | 56.9342 | 1
107245 | NZM1-XRAV | Rear drive, black/grey, lockable, 3pole, NZM1 | 153.2042 | 1
107249 | NZM1-XRAVR | Rear drive, red/yellow, lockable, 3pole, NZM1 | 175.4812 | 1
289810 | NZM1-XSF-L | Main switch assembly kit, lateral mounting, left, front operated | 156.7916 | 1
289814 | NZM1-XSF-R | Main switch assembly kit, lateral mounting, right, front operated | 156.7916 | 1
266641 | NZM1-XS-L | Main switch kit, side mounting, left, black, NZM1 | 120.2278 | 1
100737 | NZM1-XSM | Mounting bracket, lateral mounting | 58.9536 | 1
266663 | NZM1-XSM-L | Main switch kit, side mount, left, bracket, black, NZM1 | 181.0002 | 1
266665 | NZM1-XSM-R | Main switch kit, side moun, right, bracket, black, NZM1 | 181.0002 | 1
266644 | NZM1-XS-R | Main switch kit, side mounting, right, black, NZM1 | 129.836 | 1
266653 | NZM1-XSR-L | Main switch kit, side mounting, left, red/yellow, NZM1 | 154.6592 | 1
266671 | NZM1-XSRM-L | Main switch kit, side mount, left, bracket, red, NZM1 | 206.0116 | 1
266673 | NZM1-XSRM-R | Main switch kit, side mount, right, bracket, red, NZM1 | 206.0116 | 1
266656 | NZM1-XSR-R | Main switch kit, side mounting, right, red/yello, NZM1 | 154.6592 | 1
284371 | NZM1-XSR-R-0 | Main switch assembly kit, lateral mounting, right, red, with short shaft | 151.6739 | 1
110107 | NZM1-XSR-U | Main switch assembly kit, lateral mounting, bottom, red, NZM1 | 232.1394 | 1
260150 | NZM1-XSTS | Terminal for control circuits, screw NZM1 | 13.2583 | 1
110106 | NZM1-XS-U | Main switch assembly kit, lateral mounting, bottom, black, NZM1 | 214.9675 | 1
100736 | NZM1-XSU-L | Offset drive, left | 53.422 | 1
100735 | NZM1-XSU-R | Offset drive, right | 53.422 | 1
109777 | NZM1-XSVS | Plug-in socket base NZM1, 3pole | 192.4397 | 1
100723 | NZM1-XTDK | Coupling elements standard include support | 14.7886 | 1
100726 | NZM1-XTDK-0 | Coupling elements with short shaft | 14.7886 | 1
100724 | NZM1-XTDK-60 | Coupling elements, for shaft max 60mm | 14.7886 | 1
100727 | NZM1-XTDKR-0 | Coupling elements, red-yellow, with short shaft | 14.7886 | 1
100725 | NZM1-XTDKR-60 | Coupling elements, red-yellow, for shaft max 60mm | 14.7886 | 1
260166 | NZM1-XTVD | Manual rotary drive, with door coup., lockable, black, NZM1 | 74.5952 | 1
279392 | NZM1-XTVD-0 | Manual rotary drive + door coup., lockable, black, NZM1 | 74.5959 | 1
271504 | NZM1-XTVD-60 | Manual rotary drive, with door coup., lockable, black, NZM1 | 74.5959 | 1
172528 | NZM1-XTVDKL | Door coupling rotary handle, black, +key lock, size 1 | 121.3533 | 1
172529 | NZM1-XTVDKLR | Door coupling rotary handle, red-yellow, +key lock, size 1 | 121.6629 | 1
271445 | NZM1-XTVD-NA | Manual rotary drive, with door coupling, lockable, black/gray, NZM1, UL standard | 74.5959 | 1
260172 | NZM1-XTVDV | Door coupling rotary handle, black/gray, lock, NZM1 | 88.3176 | 1
279396 | NZM1-XTVDV-0 | Door coupling rotary handle, black/gray, lock, NZM1 | 88.8318 | 1
271508 | NZM1-XTVDV-60 | Door coupling rotary handle, black/gray, lock, NZM1 | 88.8318 | 1
260178 | NZM1-XTVDVR | Manual rotary drive, with door coup., lock., red/yell | 98.0261 | 1
279400 | NZM1-XTVDVR-0 | Manual rotary drive, with door coup., lock., red/yell | 96.4331 | 1
271512 | NZM1-XTVDVR-60 | Manual rotary drive, with door coup., lock., red/yell | 96.4331 | 1
259440 | NZM1-XU110-130AC | Undervoltage release, NZM1, 110-130V~ | 119.124 | 1
259458 | NZM1-XU110-130DC | Undervoltage release, NZM1, 110-130V DC | 119.124 | 1
259450 | NZM1-XU12DC | Undervoltage release, NZM1, 12V DC | 119.124 | 1
259442 | NZM1-XU208-240AC | Undervoltage release, NZM1, 208-240V~ | 121.0933 | 1
259460 | NZM1-XU220-250DC | Undervoltage release, NZM1, 220-250V DC | 119.124 | 1
259434 | NZM1-XU24AC | Undervoltage release, NZM1, 24V~ | 127.9043 | 1
259452 | NZM1-XU24DC | Undervoltage release, NZM1, 24V DC | 118.4341 | 1
259444 | NZM1-XU380-440AC | Undervoltage release, NZM1, 380-440V~ | 110.306 | 1
259446 | NZM1-XU480-525AC | Undervoltage release, NZM1, 480-525V~ | 119.124 | 1
259436 | NZM1-XU48AC | Undervoltage release, NZM1, 48V~ | 119.124 | 1
262631 | NZM1-XU48DC | Undervoltage release, NZM1, 48-60V DC | 119.124 | 1
259448 | NZM1-XU600AC | Undervoltage release, NZM1, 600V~ | 119.124 | 1
259438 | NZM1-XU60AC | Undervoltage release, NZM1, 60V~ | 119.124 | 1
259454 | NZM1-XU60DC | Undervoltage release, NZM1, 60V DC | 119.124 | 1
259537 | NZM1-XUHIV110-130AC | Undervoltage release, NZM1, 2aux.cont, 110-130V~ | 153.0161 | 1
259553 | NZM1-XUHIV110-130DC | Undervoltage release, NZM1, 2aux.cont, 110-130V DC | 153.0161 | 1
259545 | NZM1-XUHIV12DC | Undervoltage release, NZM1, 2aux.cont, 12V DC | 153.0161 | 1
259539 | NZM1-XUHIV208-240AC | Undervoltage release, NZM1, 2aux.cont, 208-240V~ | 153.0161 | 1
284389 | NZM1-XUHIV20KL110-130AC | Undervoltage release, NZM1, terminal+cable, 2aux.cont, 110-130V~ | 104.2648 | 1
284400 | NZM1-XUHIV20KL208-240AC | Undervoltage release, NZM1, terminal+cable, 2aux.cont, 208-240V~ | 125.0682 | 1
284388 | NZM1-XUHIV20KL24AC | Undervoltage release, NZM1, terminal+cable, 2aux.cont, 24V~ | 101.6025 | 1
284387 | NZM1-XUHIV20KL24DC | Undervoltage release, NZM1, terminal+cable, 2aux.cont, 24V= | 101.6644 | 1
259620 | NZM1-XUHIV20L110-130AC | Undervoltage release NZM1, cable, 2sep.con, 110-130V~ | 106.2461 | 1
259622 | NZM1-XUHIV20L208-240AC | Undervoltage release NZM1, cable, 2sep.con, 208-240V~ | 127.1114 | 1
259612 | NZM1-XUHIV20L24AC | Undervoltage release NZM1, cable, 2sep.cont, 24V~ | 103.6457 | 1
259630 | NZM1-XUHIV20L24DC | Undervoltage release NZM1, cable, 2sep.cont, 24V= | 103.7695 | 1
259624 | NZM1-XUHIV20L380-440AC | Undervoltage release NZM1, cable, 2sep.con, 380-440V~ | 152.9919 | 1
284403 | NZM1-XUHIV20LK110-130AC | Undervoltage release, NZM1, terminal+cable, 2aux.cont, 110-130V~ | 97.578 | 1
284404 | NZM1-XUHIV20LK208-240AC | Undervoltage release, NZM1, terminal+cable, 2aux.cont, 208-240V~ | 118.4433 | 1
284402 | NZM1-XUHIV20LK24AC | Undervoltage release, NZM1, terminal+cable, 2aux.cont, 24V~ | 164.4556 | 1
284401 | NZM1-XUHIV20LK24DC |  | 169.9449 | 1
259555 | NZM1-XUHIV220-250DC | Undervoltage release, NZM1, 2aux.cont, 220-250V DC | 153.0161 | 1
259531 | NZM1-XUHIV24AC | Undervoltage release, NZM1, 2aux.cont, 24V~ | 164.2925 | 1
259547 | NZM1-XUHIV24DC | Undervoltage release, NZM1, 2aux.cont, 24V DC | 153.0161 | 1
259541 | NZM1-XUHIV380-440AC | Undervoltage release, NZM1, 2aux.cont, 380-440V~ | 153.0161 | 1
259543 | NZM1-XUHIV480-525AC | Undervoltage release, NZM1, 2aux.cont, 480-525V~ | 153.0161 | 1
259533 | NZM1-XUHIV48AC | Undervoltage release, NZM1, 2aux.cont, 48V~ | 153.0161 | 1
259549 | NZM1-XUHIV48DC | Undervoltage release, NZM1, 2aux.cont, 48V DC | 153.0161 | 1
259535 | NZM1-XUHIV60AC | Undervoltage release, NZM1, 2aux.cont, 60V~ | 153.0161 | 1
259551 | NZM1-XUHIV60DC | Undervoltage release, NZM1, 2aux.cont, 60V DC | 153.0161 | 1
259563 | NZM1-XUHIVL110-130AC | Undervoltage release, NZM1, cable, 2aux.con, 110-130V~ | 95.5348 | 1
259579 | NZM1-XUHIVL110-130DC | Undervoltage release, NZM1, cable, 2aux.con, 110-130V= | 96.8969 | 1
259571 | NZM1-XUHIVL12DC | Undervoltage release, NZM1, cable, 2aux.cont, 12V DC | 99.064 | 1
259565 | NZM1-XUHIVL208-240AC | Undervoltage release, NZM1, cable, 2aux.con, 208-240V~ | 116.3382 | 1
259581 | NZM1-XUHIVL220-250DC | Undervoltage release, NZM1, cable, 2aux.con, 220-250V= | 118.1338 | 1
259557 | NZM1-XUHIVL24AC | Undervoltage release, NZM1, cable, 2aux.cont, 24V~ | 92.8725 | 1
259573 | NZM1-XUHIVL24DC | Undervoltage release, NZM1, cable, 2aux.cont, 24V DC | 92.9344 | 1
259567 | NZM1-XUHIVL380-440AC | Undervoltage release, NZM1, cable, 2aux.con, 380-440V~ | 134.9127 | 1
259569 | NZM1-XUHIVL480-525AC | Undervoltage release, NZM1, cable, 2aux.con, 480-525V~ | 140.0517 | 1
259468 | NZM1-XUL110-130AC | Undervoltage release, NZM1, conn.cable, 110-130V~ | 67.1158 | 1
259487 | NZM1-XUL110-130DC | Undervoltage release, NZM1, conn.cable, 110-130V DC | 68.1684 | 1
259479 | NZM1-XUL12DC | Undervoltage release, NZM1, conn.cable, 12V DC | 70.3354 | 1
259471 | NZM1-XUL208-240AC | Undervoltage release, NZM1, conn.cable, 208-240V~ | 113.4669 | 1
259489 | NZM1-XUL220-250DC | Undervoltage release, NZM1, conn.cable, 220-250V DC | 89.4052 | 1
259462 | NZM1-XUL24AC | Undervoltage release, NZM1, conn.cable, 24V~ | 64.4535 | 1
259481 | NZM1-XUL24DC | Undervoltage release, NZM1, conn.cable, 24V DC | 64.2058 | 1
259473 | NZM1-XUL380-440AC | Undervoltage release, NZM1, conn.cable, 380-440V~ | 111.2475 | 1
259475 | NZM1-XUL480-525AC | Undervoltage release, NZM1, conn.cable, 480-525V~ | 108.9703 | 1
259477 | NZM1-XUL600AC | Undervoltage release, NZM1, conn.cable, 600V~ | 109.7133 | 1
271609 | NZM1-XUVHIV20L | Undervoltage release delayed NZM1, 2sep.cont, cable | 158.7985 | 1
271608 | NZM1-XUVHIVL | Undervoltage release delayed NZM1, 2aux.cont, cable | 164.2925 | 1
271607 | NZM1-XUVL | Undervoltage release delayed NZM1, conn.cables | 119.124 | 1
259760 | NZM2/3-XA110-130AC/DC | Opening release NZM2-3, 110-130V ~/= | 134.8287 | 1
259752 | NZM2/3-XA12AC/DC | Opening release NZM2-3, 12V ~/= | 130.1794 | 1
259763 | NZM2/3-XA208-250AC/DC | Opening release NZM2-3, 208-250V ~/= | 133.8988 | 1
259754 | NZM2/3-XA24AC/DC | Opening release NZM2-3, 24V ~/= | 125.5302 | 1
259766 | NZM2/3-XA380-440AC/DC | Opening release NZM2-3, 380-440V ~/= | 115.1728 | 1
259768 | NZM2/3-XA480-525AC/DC | Opening release NZM2-3, 480-525V ~/= | 115.1728 | 1
259756 | NZM2/3-XA48AC/DC | Opening release NZM2-3, 48V ~/= | 144.1272 | 1
259758 | NZM2/3-XA60AC/DC | Opening release NZM2-3, 60V ~/= | 144.1272 | 1
259816 | NZM2/3-XAHIV110-130AC/DC | Opening release NZM2-3, aux.cont:1NO, 110-130V ~/= | 185.9706 | 1
259808 | NZM2/3-XAHIV12AC/DC | Opening release NZM2-3, aux.cont:1NO, 12V ~/= | 181.3214 | 1
259818 | NZM2/3-XAHIV208-250AC/DC | Opening release NZM2-3, aux.cont:1NO, 208-250V ~/= | 179.9266 | 1
259810 | NZM2/3-XAHIV24AC/DC | Opening release NZM2-3, aux.cont:1NO, 24V ~/= | 175.7422 | 1
259820 | NZM2/3-XAHIV380-440AC/DC | Opening release NZM2-3, aux.cont:1NO, 380-440V ~/= | 153.0161 | 1
259812 | NZM2/3-XAHIV48AC/DC | Opening release NZM2-3, aux.cont:1NO, 48V ~/= | 199.9184 | 1
259814 | NZM2/3-XAHIV60AC/DC | Opening release NZM2-3, aux.cont:1NO, 60V ~/= | 199.9184 | 1
115275 | NZM2/3-XBRS | Insulating surrounds for toggle lever, IP40, NZM2, 3 | 24.309 | 1
259430 | NZM2/3-XHIV | Auxiliary contacts early make for NZM2…3, 2no | 87.8711 | 1
260201 | NZM2/3-XKAV | Lockable cover | 56.7711 | 1
104544 | NZM2/3-XMVR | Mechanical interlock for remote operator NZM2-NZM3 | 892.1316 | 1
104549 | NZM2/3-XMVRL | Mech.interlock, remote operator NZM2-NZM3, long bowd | 1088.5225 | 1
259497 | NZM2/3-XU110-130AC | Undervoltage release for NZM2-3, 110-130V~ | 138.0832 | 1
259515 | NZM2/3-XU110-130DC | Undervoltage release for NZM2-3, 110-130V DC | 188.2952 | 1
259507 | NZM2/3-XU12DC | Undervoltage release for NZM2-3, 12V DC | 195.2691 | 1
259499 | NZM2/3-XU208-240AC | Undervoltage release for NZM2-3, 208-240V~ | 171.5579 | 1
259517 | NZM2/3-XU220-250DC | Undervoltage release for NZM2-3, 220-250V DC | 196.6639 | 1
259491 | NZM2/3-XU24AC | Undervoltage release for NZM2-3, 24V~ | 150.6362 | 1
259509 | NZM2/3-XU24DC | Undervoltage release for NZM2-3, 24V DC | 167.3736 | 1
259501 | NZM2/3-XU380-440AC | Undervoltage release for NZM2-3, 380-440V~ | 132.3948 | 1
259503 | NZM2/3-XU480-525AC | Undervoltage release for NZM2-3, 480-525V~ | 132.3948 | 1
259493 | NZM2/3-XU48AC | Undervoltage release for NZM2-3, 48V~ | 176.6721 | 1
259511 | NZM2/3-XU48DC | Undervoltage release for NZM2-3, 48V DC | 209.2169 | 1
259505 | NZM2/3-XU600AC | Undervoltage release for NZM2-3, 600V~ | 132.3948 | 1
259495 | NZM2/3-XU60AC | Undervoltage release for NZM2-3, 60V~ | 176.6721 | 1
259513 | NZM2/3-XU60DC | Undervoltage release for NZM2-3, 60V DC | 209.2169 | 1
259589 | NZM2/3-XUHIV110-130AC | Undervoltage release, NZM2-3, 2aux.cont, 110-130V~ | 196.6639 | 1
259608 | NZM2/3-XUHIV110-130DC | Undervoltage release, NZM2-3, 2aux.cont, 110-130V= | 251.0603 | 1
259600 | NZM2/3-XUHIV12DC | Undervoltage release, NZM2-3, 2aux.cont, 12V DC | 251.0603 | 1
259648 | NZM2/3-XUHIV20110-130AC | Undervolt.release NZM2-3, cable, 2sep.cont, 110-130V~ | 175.7069 | 1
259651 | NZM2/3-XUHIV20208-240AC | Undervolt.release NZM2-3, cable, 2sep.cont, 208-240V~ | 175.7069 | 1
259640 | NZM2/3-XUHIV2024AC | Undervolt.release NZM2-3, cable, 2sep.cont, 24V~ | 175.7069 | 1
259659 | NZM2/3-XUHIV2024DC | Undervolt.release NZM2-3, termin+cable, 2sep.cont, 24V= | 188.6642 | 1
259653 | NZM2/3-XUHIV20380-440AC | Undervolt.release NZM2-3, cable, 2sep.cont, 380-440V~ | 175.7069 | 1
105947 | NZM2/3-XUHIV20420-480VAC |  | 212.1064 | 1
259643 | NZM2/3-XUHIV2048AC | Undervolt.release NZM2-3, cable, 2sep.cont, 48V~ | 127.6068 | 1
259591 | NZM2/3-XUHIV208-240AC | Undervoltage release, NZM2-3, 2aux.cont, 208-240V~ | 238.5073 | 1
284407 | NZM2/3-XUHIV20LK110-130AC | Undervolt.release NZM2-3, cable, 2sep.cont, 110-130V~ | 181.0002 | 1
284408 | NZM2/3-XUHIV20LK208-240AC | Undervolt.release NZM2-3, cable, 2sep.cont, 208-240V~ | 181.0002 | 1
285291 | NZM2/3-XUHIV20LK24AC | Undervolt.release NZM2-3, cable, 2sep.cont, 24V~ | 181.0002 | 1
284405 | NZM2/3-XUHIV20LK24DC | Undervolt.release NZM2-3, cable, 2sep.cont, 24V= | 181.0002 | 1
259610 | NZM2/3-XUHIV220-250DC | Undervoltage release, NZM2-3, 2aux.cont, 220-250V= | 260.3589 | 1
259583 | NZM2/3-XUHIV24AC | Undervoltage release, NZM2-3, 2aux.cont, 24V~ | 196.6639 | 1
259602 | NZM2/3-XUHIV24DC | Undervoltage release, NZM2-3, 2aux.cont, 24V DC | 217.5856 | 1
259594 | NZM2/3-XUHIV380-440AC | Undervoltage release, NZM2-3, 2aux.cont, 380-440V~ | 170.7272 | 1
259598 | NZM2/3-XUHIV480-525AC | Undervoltage release, NZM2-3, 2aux.cont, 480-525V~ | 170.238 | 1
259585 | NZM2/3-XUHIV48AC | Undervoltage release, NZM2-3, 2aux.cont, 48V~ | 227.814 | 1
259604 | NZM2/3-XUHIV48DC | Undervoltage release, NZM2-3, 2aux.cont, 48V DC | 265.0081 | 1
259587 | NZM2/3-XUHIV60AC | Undervoltage release, NZM2-3, 2aux.cont, 60V~ | 227.814 | 1
259606 | NZM2/3-XUHIV60DC | Undervoltage release, NZM2-3, 2aux.cont, 60V DC | 265.0081 | 1
259527 | NZM2/3-XUV | Undervoltage release delayed NZM2…3 | 132.3948 | 1
259684 | NZM2/3-XUVHIV | Undervoltage release delayed NZM2…3, 2aux.cont | 182.7814 | 1
259688 | NZM2/3-XUVHIV20 | Undervoltage release delay NZM2…3, 2sep.cont, cable | 175.7069 | 1
262240 | NZM2-160-XKC | Box terminal, set, NZM2 3-pole up to 160A | 28.2426 | 1
262244 | NZM2-250-XKC | Box terminal, set, NZM2 3-pole up to 200-250A | 33.4151 | 1
266755 | NZM2-4-160-XKC | Box terminal, set, NZM2 4-pole up to 160A | 36.486 | 1
266756 | NZM2-4-250-XKC | Box terminal, set, NZM2 4-pole up to 200-250A | 46.7606 | 1
138388 | NZM2-4-XAD250 | Adapter for mounting NZM2 4-pole on busbar 60mm (250A) | 360.3149 | 1
292344 | NZM2-4-XFI | Residual current release for NZM2, 4pole, bottom mounting Idn=0.03-3.0A, typ AC | 1601.7202 | 1
292343 | NZM2-4-XFI30 | Residual current release for NZM2, 4pole, bottom mounting Idn=0.03A, typ AC | 1601.7202 | 1
292346 | NZM2-4-XFIA | Residual current release for NZM2, 4pole, bottom mounting Idn=0.03-3.0A, typ A | 3085.2321 | 1
292345 | NZM2-4-XFIA30 | Residual current release for NZM2, 4pole, bottom mounting Idn=0.03A, typ A | 3085.1694 | 1
266778 | NZM2-4-XIPA | Protection against contact, for cover, NZM2 4-pole | 20.8094 | 1
266774 | NZM2-4-XIPK | Protection against contact, box terminal, NZM2 4-pol | 30.3047 | 1
271458 | NZM2-4-XKA | Tunnel terminal, set, NZM2 4-pole, 16-185mm2 | 197.0682 | 1
144115 | NZM2-4-XKAM | Tunnel terminal, set, NZM2, 4pole, 6x2.5-35mm2 | 204.9796 | 1
119865 | NZM2-4-XKP | Phase barriers for NZM2, 4pole | 23.6515 | 1
266768 | NZM2-4-XKR | Terminal for rear connection, set, NZM2 4-pole | 83.1748 | 1
118907 | NZM2-4-XKR4 | Cover for rear connection, NZM2, 4-pole | 45.733 | 1
266750 | NZM2-4-XKS | Screw terminal, set, NZM2 4-pole | 26.4664 | 1
266770 | NZM2-4-XKSA | Tunnel terminal cover / Cable lug Terminal cover, NZM2 4-pole | 30.3047 | 1
119870 | NZM2-4-XKSAE | Cable lug cover for NZM2, 4 pole | 25.2748 | 1
104641 | NZM2-4-XKSFA | Terminal cover, NZM2 4-pole | 24.2463 | 1
168591 | NZM2-4-XKV1P | Link kit, +cover, 4p, /1p | 285.0565 | 1
168592 | NZM2-4-XKV1P-K | Link kit, +cover, +heat sink, 4p, /1p | 511.2938 | 1
131730 | NZM2-4-XKV2P | Link set with cover 4poles / 2poles for N2-4…DC up to 200A | 228.5771 | 1
168585 | NZM2-4-XKV2P-K | Link kit, +cover, +heat sink, 4p, /2p | 320.5338 | 1
144070 | NZM2-4-XKV2POU | Link set with cover 4poles / 2poles for N2-4…DC up to 200A | 1160.1282 | 1
168588 | NZM2-4-XKV2POU-K | Link kit, +cover, +heat sink, 4p, /2p, above/under | 396.5654 | 1
168595 | NZM2-4-XKVI1P | Link kit, +insulating plates, 4p, /1p | 238.2488 | 1
168596 | NZM2-4-XKVI1P-K | Link kit, +insulating plates +heat sinks, 4p, /1p | 324.9917 | 1
168586 | NZM2-4-XKVI2P | Link kit, +insulating plates, 4p, /2p | 161.0408 | 1
168587 | NZM2-4-XKVI2P-K | Link kit, +insulating plates, +heat sink, 4p, /1p | 221.0984 | 1
170118 | NZM2-4-XKVI2POU | Jumper kit, +insulating plates, 4/2 p, above/under | 175.5289 | 1
266700 | NZM2-4-XSVS | Plug-in socket base NZM2, 4pole | 250.7913 | 1
104555 | NZM2-XAD250 | Adapter for mounting NZM2 3-pole on busbar 60mm (250A) | 154.6592 | 1
119381 | NZM2-XAP7 | #N/A | 114.0565 | 1
266677 | NZM2-XAVPR | Protective cover for the 4th pole for NZM2 | 18.9781 | 1
260197 | NZM2-XBR | Cover frame IP40, for NZM2 | 26.4664 | 1
260215 | NZM2-XC75 | Base for NZM2 mounting on DIN rail 75mm | 26.3284 | 1
280418 | NZM2-XCI45-TVD | Case IP65, rotary handle black/grey, locked, NZM2, up to 250A | 553.5998 | 1
279356 | NZM2-XCI45-TVDVR | Case IP65, rotary handle red/yellow, locked, NZM2, up to 250A | 578.724 | 1
100738 | NZM2-XDA | Rotary drive, standard | 21.1731 | 1
100739 | NZM2-XDAV | Rotary drive, lockable | 39.5491 | 1
100745 | NZM2-XDG | Rotary handle, standard | 15.6415 | 1
100748 | NZM2-XDGR | Rotary handle, red-yellow | 25.3124 | 1
100746 | NZM2-XDGV | Rotary handle, lockable | 20.1948 | 1
100747 | NZM2-XDGVR | Rotary handle, red-yellow, lockable | 28.2977 | 1
172537 | NZM2-XDKL | Rotary handle, + key lock, size 2 | 75.6601 | 1
260133 | NZM2-XDTV | Rotary handle black/gray, door interlock, lock, NZM2 | 99.293 | 1
260144 | NZM2-XDTVR | Rotary handle red/yellow, door interlock, lock, NZM2 | 105.9284 | 1
260127 | NZM2-XDV | Rotary handle black/gray, lockable, NZM2 | 58.8533 | 1
285248 | NZM2-XDVG | Rotary handle black/gray, lockable, NZM2 | 54.8143 | 1
285280 | NZM2-XDVGR | Rotary handle red/yellow, lockable, NZM2 | 64.3096 | 1
285764 | NZM2-XDV-MODAN | #N/A | 29.5395 | 1
260137 | NZM2-XDVR | Rotary handle red/yellow, lockable, NZM2 | 69.051 | 1
115797 | NZM2-XFIA30 | Earth-fault release 3p. 30mA AC/DC sens. | 2219.9613 | 1
266627 | NZM2-XHB | Main switch assembly kit, black, NZM2 | 96.0066 | 1
116895 | NZM2-XHB-DA | Main switch assembly kit + add. rotary handle, black, shaft for mounting depth max. 400mm, NZM2 | 286.5774 | 1
116897 | NZM2-XHB-DA-NA | Main switch assembly kit + add. rotary handle, black, mounting depth max. 400mm, NZM2, UL standard | 286.5774 | 1
116896 | NZM2-XHB-DAR | Main switch assembly kit + add. rotary handle, red, shaft for mounting depth max. 400mm, NZM2 | 304.9408 | 1
116898 | NZM2-XHB-DAR-NA | Main switch assembly kit + add. rotary handle, red, mounting depth max. 400mm, NZM2, UL standard | 304.9408 | 1
266633 | NZM2-XHBR | Main switch assembly kit, red, NZM2 | 120.5916 | 1
266777 | NZM2-XIPA | Protection against contact, for cover, NZM2 3-pole | 15.1523 | 1
266773 | NZM2-XIPK | Protection against contact, box terminal, NZM2 3-pol | 24.5222 | 1
271457 | NZM2-XKA | Tunnel terminal, set, NZM2 3-pole, 16-185mm2 | 155.2613 | 1
292257 | NZM2-XKAB | Connect.block without terminals f.NZM2 | 24.9487 | 1
144113 | NZM2-XKAM | Tunnel terminal, set, NZM2, 3pole, 6x2.5-35mm2 | 184.7005 | 1
119864 | NZM2-XKP | Phase barriers for NZM2, 3pole | 5.2933 | 1
266765 | NZM2-XKR | Terminal for rear connection, set, NZM2 3-pole | 62.3654 | 1
281666 | NZM2-XKR4 | Cover for rear connection, NZM2, 3-pole | 20.8094 | 1
260030 | NZM2-XKS | Screw terminal, set, NZM2 3-pole | 19.831 | 1
260032 | NZM2-XKS185 | Cable lug 185mm2, NZM2 | 10.3482 | 1
260038 | NZM2-XKSA | Tunnel terminal cover / Cable lug Terminal cover, NZM2 3-pole | 25.4755 | 1
119868 | NZM2-XKSAE | Cable lug cover for NZM2, 3 pole | 21.0352 | 1
104640 | NZM2-XKSFA | Terminal cover, NZM2 3-pole | 19.6554 | 1
281582 | NZM2-XMV | Mechanical interlocking, for NZM2 | 75.1847 | 1
104543 | NZM2-XMVR | Mechanical interlock for remote operator NZM2-NZM2 | 815.8306 | 1
104548 | NZM2-XMVRL | Mech.interlock, remote operator NZM2-NZM2, long bowd | 1003.2279 | 1
259830 | NZM2-XR110-130AC | Remote operator NZM2, 110-130V~ | 1163.5442 | 1
259840 | NZM2-XR110-130DC | Remote operator NZM2, 110-130V= | 1163.5442 | 1
259832 | NZM2-XR208-240AC | Remote operator NZM2, 240V AC | 1125.9894 | 1
259842 | NZM2-XR220-250DC | Remote operator NZM2, 220-250V= | 1163.5442 | 1
259836 | NZM2-XR24-30DC | Remote operator NZM2, 24V DC | 1163.5442 | 1
259834 | NZM2-XR380-440AC | Remote operator NZM2, 380-440V~ | 1125.9894 | 1
259838 | NZM2-XR48-60DC | Remote operator NZM2, 48-60V= | 933.926 | 1
107247 | NZM2-XRAV | Rear drive, black/grey, lockable, 3pole, NZM2 | 225.7297 | 1
115390 | NZM2-XRD110-130AC | Remote operator, light version, NZM2, 110-130V~ | 802.9437 | 1
115394 | NZM2-XRD110-130DC | Remote operator, light version, NZM2, 110-130V= | 802.9437 | 1
115391 | NZM2-XRD208-240AC | Remote operator, light version, NZM2, 240V AC | 802.9437 | 1
115395 | NZM2-XRD220-250DC | Remote operator, light version, NZM2, 220-250V= | 772.3554 | 1
115393 | NZM2-XRD24-30DC | Remote operator, light version, NZM2, 24V DC | 802.9437 | 1
115392 | NZM2-XRD380-440AC | Remote operator, light version, NZM2, 380-440V~ | 802.9437 | 1
137305 | NZM2-XRDPL | Sealing device, for remote operator NZM2-XRD | 93.1468 | 1
285761 | NZM2-XSKS | Special head for door handle | 19.834 | 1
266642 | NZM2-XS-L | Main switch kit, side mounting, left, black, NZM2 | 132.746 | 1
100751 | NZM2-XSM | Mounting bracket, lateral mounting | 68.2608 | 1
266664 | NZM2-XSM-L | Main switch kit, side mount, left, bracket, black, NZM2 | 200.6556 | 1
266666 | NZM2-XSM-R | Main switch kit, side moun, right, bracket, black, NZM2 | 200.6556 | 1
266645 | NZM2-XS-R | Main switch kit, side mounting, right, black, NZM2 | 143.3451 | 1
266654 | NZM2-XSR-L | Main switch kit, side mounting, left, red/yellow, NZM2 | 168.043 | 1
266672 | NZM2-XSRM-L | Main switch kit, side mount, left, bracket, red, NZM2 | 225.7297 | 1
266674 | NZM2-XSRM-R | Main switch kit, side mount, right, bracket, red, NZM2 | 225.7297 | 1
266657 | NZM2-XSR-R | Main switch kit, side mounting, right, red/yello, NZM2 | 168.043 | 1
110109 | NZM2-XSR-U | Main switch assembly kit, lateral mounting, bottom, red, NZM2 | 264.5513 | 1
260156 | NZM2-XSTS | Terminal for control circuits, screw terminal, NZM2 | 15.1523 | 1
100750 | NZM2-XSU-L | Offset drive, left | 58.9536 | 1
100749 | NZM2-XSU-R | Offset drive, right | 58.9536 | 1
266705 | NZM2-XSVHI | Control circ.plug unit, aux.cont, NZM1/2/3 | 69.904 | 1
266706 | NZM2-XSVR | Control circ.plug unit, remote operator/release, NZM1/2/3 | 69.904 | 1
266699 | NZM2-XSVS | Plug-in socket base NZM2, 3pole | 189.8934 | 1
100740 | NZM2-XTDK | Coupling elements standard include support | 22.2017 | 1
100743 | NZM2-XTDK-0 | Coupling elements with short shaft | 22.2017 | 1
100741 | NZM2-XTDK-60 | Coupling elements, for shaft max 60mm | 22.2017 | 1
100744 | NZM2-XTDKR-0 | Coupling elements, red-yellow, with short shaft | 22.2017 | 1
100742 | NZM2-XTDKR-60 | Coupling elements, red-yellow, for shaft max 60mm | 22.2017 | 1
260168 | NZM2-XTVD | Manual rotary drive, with door coup., lockable, black, NZM2 | 82.6229 | 1
279393 | NZM2-XTVD-0 | Manual rotary drive + door coup., lockable, black, NZM2 | 79.5247 | 1
271505 | NZM2-XTVD-60 | Manual rotary drive, with door coup., lockable, black, NZM2 | 79.5247 | 1
172530 | NZM2-XTVDKL | Door coupling rotary handle, black, +key lock, size 2 | 126.678 | 1
172531 | NZM2-XTVDKLR | Door coupling rotary handle, red-yellow, +key lock, size 2 | 127.0495 | 1
271446 | NZM2-XTVD-NA | Manual rotary drive, with door coupling, lockable, black/gray, NZM2, UL standard | 83.6389 | 1
260174 | NZM2-XTVDV | Door coupling rotary handle, black/gray, lock, NZM2 | 89.2709 | 1
279397 | NZM2-XTVDV-0 | Door coupling rotary handle, black/gray, lock, NZM2 | 96.4331 | 1
271509 | NZM2-XTVDV-60 | Door coupling rotary handle, black/gray, lock, NZM2 | 96.4331 | 1
100684 | NZM2-XTVDV-NA |  | 103.7314 | 1
260180 | NZM2-XTVDVR | Manual rotary drive, with door coup., lock., red/yell | 107.973 | 1
279401 | NZM2-XTVDVR-0 | Manual rotary drive, with door coup., lock., red/yell | 96.2199 | 1
271513 | NZM2-XTVDVR-60 | Manual rotary drive, with door coup., lock., red/yell | 103.9215 | 1
100768 | NZM3/4-XAGK | Compensation coupling, lateral mounting | 58.9536 | 1
266622 | NZM3/4-XDZ | Add-on handle for NZM3, 4 | 94.6143 | 1
104546 | NZM3/4-XMVR | Mechanical interlock for remote operator NZM3-NZM4 | 803.8391 | 1
104551 | NZM3/4-XMVRL | Mech.interlock, remote operator NZM3-NZM4, long bowd | 1220.4281 | 1
266797 | NZM3/4-XSTS | Terminal for control circuits, screw NZM3-4 | 17.0338 | 1
100756 | NZM3/4-XTDK | Coupling elements standard include support | 45.9964 | 1
100757 | NZM3/4-XTDK-0 | Coupling elements with short shaft | 45.9964 | 1
100754 | NZM3/4-XTDK-60 | Coupling elements, for shaft max 60mm | 45.9964 | 1
100758 | NZM3/4-XTDKR-0 | Coupling elements, red-yellow, with short shaft | 45.9964 | 1
100755 | NZM3/4-XTDKR-60 | Coupling elements, red-yellow, for shaft max 60mm | 45.9964 | 1
100759 | NZM3/4-XTDM | Door coupling module, standard | 20.1948 | 1
100760 | NZM3/4-XTDMV | Door coupling module, lockable | 23.9703 | 1
261234 | NZM3/4-XV4 | Extension axis 225 mm, NZM3-4 | 20.5836 | 1
260193 | NZM3/4-XV6 | Extension axis 425 mm, NZM3-4 | 37.5924 | 1
292256 | NZM3/4-XVAK | Shaft connection for NZM3 and NZM4 | 11.4395 | 1
138389 | NZM3-4-XAD630 | Adapter for mounting NZM3 4-pole on busbar 60mm (630A) | 620.6188 | 1
266712 | NZM3-4-XAVS | Withdrawable unit NZM3, 4pole | 1259.5508 | 1
266809 | NZM3-4-XIPA | Protection against contact, for cover, NZM3 4-pole | 24.5222 | 1
266805 | NZM3-4-XIPK | Protection against contact, box terminal, NZM3 4-pol | 47.1504 | 1
100785 | NZM3-4-XK22X21 | Terminal for connection width extension up to 630A, set, NZM3 4-pole | 102.6044 | 1
100783 | NZM3-4-XK300 | Terminal for connection width extension up to 500A, set, NZM3 4-pole | 153.2042 | 1
271460 | NZM3-4-XKA1 | Tunnel terminal, set, NZM3 4pol (1x16-185mm2) | 213.1864 | 1
271462 | NZM3-4-XKA2 | Tunnel terminal, set, NZM3 4pol (2x50-240mm2) | 387.0118 | 1
266783 | NZM3-4-XKC | Box terminal, set, NZM3 4-pole | 151.2474 | 1
100513 | NZM3-4-XKP | Phase isolator, NZM3 4-pole | 22.2017 | 1
266795 | NZM3-4-XKR | Terminal for rear connection, set, NZM3 4-pole | 189.8934 | 1
119020 | NZM3-4-XKR13 | Cover for rear connection, NZM3, 4-pole | 77.6432 | 1
266780 | NZM3-4-XKS | Screw terminal, set, NZM3 4-pole | 37.8432 | 1
266801 | NZM3-4-XKSA | Terminal cover, NZM3 4-pole | 47.1504 | 1
119871 | NZM3-4-XKSAE | Cable lug cover for NZM3, 4 pole | 39.386 | 1
132675 | NZM3-4-XKSAV | Large cover for connection width extension for NZM3, 4 pole | 145.5002 | 1
104643 | NZM3-4-XKSFA | Terminal cover, NZM3 4-pole | 37.7805 | 1
168593 | NZM3-4-XKV1P | Link kit, +cover, 4p, /1p | 369.3228 | 1
168594 | NZM3-4-XKV1P-K | Link kit, +cover, +heat sink, 4p, /1p | 562.869 | 1
131731 | NZM3-4-XKV2P | Link set with cover 4poles / 2poles for N3-4…DC up to 500A | 396.3817 | 1
142271 | NZM3-4-XKV2P-K | Link set with cover and heat sink 4poles / 2poles for N3-4...DC up to 500A | 354.4632 | 1
168589 | NZM3-4-XKV2POU | Link kit, +cover, 4p, /2p, above/under | 269.7635 | 1
168590 | NZM3-4-XKV2POU-K | Link kit, +cover, +heat sink, 4p, /2p, above/under | 434.0859 | 1
100515 | NZM3-4-XKV70 | Connection width extension, set, NZM3 4-pole, 1hole | 304.7527 | 1
132673 | NZM3-4-XKV70-2 | Connection width extension, set, NZM3 4-pole, 2holes | 250.1984 | 1
168597 | NZM3-4-XKVI1P | Link kit, +insulating plates, 4p, /1p | 321.2768 | 1
168598 | NZM3-4-XKVI1P-K | Link kit, +insulating plates +heat sinks, 4p, /1p | 411.3631 | 1
142269 | NZM3-4-XKVI2P | Link set with cover + insulating plates 4poles / 2poles for N3-4…DC up to 500A | 219.2409 | 1
142270 | NZM3-4-XKVI2P-K | Link set with cover + insulating plates and heat sink 4poles / 2poles for N3-4...DC up to 500A | 282.4561 | 1
170120 | NZM3-4-XKVI2POU | Jumper kit, +insulating plates, 4/2 p, above/under | 244.3165 | 1
168473 | NZM3-4-XSVS |  | 584.2096 | 1
274097 | NZM3-XA-230AC-MNS | Opening release for meshed networks NZM3, 230V~ | 132.3948 | 1
260211 | NZM3-XAB | Spacers for NZM3 (set 4-pcs) | 22.8163 | 1
104556 | NZM3-XAD550 | #N/A | 315.9162 | 1
107206 | NZM3-XAD630 | Adapter for mounting NZM3 3-pole on busbar 60mm (630A) | 370.4045 | 1
274141 | NZM3-XAHIV-230AC-MNS | Opening release for meshed networks NZM3, aux.cont:1NO, 230V~ | 100.6737 | 1
119382 | NZM3-XAP10 | #N/A | 127.0514 | 1
266678 | NZM3-XAVPR | Protective cover for the 4th pole for NZM3 | 28.4734 | 1
266711 | NZM3-XAVS | Withdrawable unit NZM3, 3pole | 945.9676 | 1
284645 | NZM3-XBR | Cover frame IP40, for NZM3 | 37.8432 | 1
100752 | NZM3-XDA | Rotary drive, standard | 48.0033 | 1
100753 | NZM3-XDAV | Rotary drive, lockable | 66.3166 | 1
100762 | NZM3-XDG | Rotary handle, standard | 31.3959 | 1
100765 | NZM3-XDGR | Rotary handle, red-yellow | 40.5149 | 1
100763 | NZM3-XDGV | Rotary handle, lockable | 45.9964 | 1
100764 | NZM3-XDGVR | Rotary handle, red-yellow, lockable | 58.9536 | 1
172538 | NZM3-XDKL | Rotary handle, + key lock, size 3 | 129.5261 | 1
260129 | NZM3-XDV | Rotary handle black/gray, lockable, NZM3 | 102.2156 | 1
165716 | NZM3-XDVG | Rotary handle black/gray, lockable, NZM3 | 88.9099 | 1
165717 | NZM3-XDVGR | Rotary handle red/yellow, lockable, NZM3 | 90.1482 | 1
285765 | NZM3-XDV-MODAN | #N/A | 68.0225 | 1
260140 | NZM3-XDVR | Rotary handle red/yellow, lockable, NZM3 | 107.6343 | 1
266628 | NZM3-XHB | Main switch assembly kit, black, NZM3 | 186.2935 | 1
118988 | NZM3-XHB-DA | Main switch assembly kit + add. rotary handle, black, shaft for mounting depth max. 400mm, NZM3 | 377.7172 | 1
119000 | NZM3-XHB-DA-NA | Main switch assembly kit + add. rotary handle, black, mounting depth max. 400mm, NZM3, UL standard | 377.7172 | 1
118989 | NZM3-XHB-DAR | Main switch assembly kit + add. rotary handle, red, shaft for mounting depth max. 400mm, NZM3 | 396.2563 | 1
119001 | NZM3-XHB-DAR-NA | Main switch assembly kit + add. rotary handle, red, mounting depth max. 400mm, NZM3, UL standard | 396.2563 | 1
266634 | NZM3-XHBR | Main switch assembly kit, red, NZM3 | 220.3737 | 1
266808 | NZM3-XIPA | Protection against contact, for cover, NZM3 3-pole | 18.9781 | 1
266804 | NZM3-XIPK | Protection against contact, box terminal, NZM3 3-pol | 34.005 | 1
100784 | NZM3-XK22X21 | Terminal for connection width extension up to 630A, set, NZM3 3-pole | 97.5871 | 1
100782 | NZM3-XK300 | Terminal for connection width extension up to 500A, set, NZM3 3-pole | 115.1728 | 1
271459 | NZM3-XKA1 | Tunnel terminal, set, NZM3 3pol (1x16-185mm2) | 170.5015 | 1
271461 | NZM3-XKA2 | Tunnel terminal, set, NZM3 3pol (2x50-240mm2) | 291.0554 | 1
260042 | NZM3-XKC | Box terminal, set, NZM3 3-pole | 117.8947 | 1
100512 | NZM3-XKP | Phase isolator, NZM3 3-pole | 23.7006 | 1
266792 | NZM3-XKR | Terminal for rear connection, set, NZM3 3-pole | 141.7647 | 1
281668 | NZM3-XKR13 | Cover for rear connection, NZM3, 3-pole | 29.389 | 1
260039 | NZM3-XKS | Screw terminal, set, NZM3 3-pole | 28.4734 | 1
260040 | NZM3-XKS185 | Cable lug 185mm2, NZM2, 3, 4 | 13.3336 | 1
260041 | NZM3-XKS240 | Cable lug 240mm2, NZM3, 4 | 18.9781 | 1
153186 | NZM3-XKS300 | Cable lug 300mm2, NZM3 | 67.5584 | 1
260045 | NZM3-XKSA | Terminal cover, NZM3 3-pole | 32.9137 | 1
119869 | NZM3-XKSAE | Cable lug cover for NZM3, 3 pole | 28.7619 | 1
119858 | NZM3-XKSAV | Large cover for connection width extension for NZM3, 3 pole | 141.1626 | 1
104642 | NZM3-XKSFA | Terminal cover, NZM3 3-pole | 27.3068 | 1
100514 | NZM3-XKV70 | Connection width extension, set, NZM3 3-pole (1hole) | 205.7758 | 1
119860 | NZM3-XKV70-2 | Connection width extension, set, NZM3 3-pole (2holes) | 407.2693 | 1
112884 | NZM3-XKV70KB | Connection width extension, set, NZM3 3-pole, (short version with stud) | 654.8997 | 1
116414 | NZM3-XKV70KBS | Connection width extension, set, NZM3 3-pole, (short version with stud ??) | 278.5246 | 1
169849 | NZM3-XKV70-KPT | Connection width extension, set, NZM3 3-pole (??) | 115.6572 | 1
281583 | NZM3-XMV | Mechanical interlocking, for NZM3 | 105.6274 | 1
104545 | NZM3-XMVR | Mechanical interlock for remote operator NZM3-NZM3 | 467.5751 | 1
104550 | NZM3-XMVRL | Mech.interlock, remote operator NZM3-NZM3, long bowd | 653.1135 | 1
259848 | NZM3-XR110-130AC | Remote operator NZM3, 110-130V~ | 1260.9682 | 1
259858 | NZM3-XR110-130DC | Remote operator NZM3, 110-130V= | 1248.7259 | 1
259850 | NZM3-XR208-240AC | Remote operator NZM3, 240V AC | 1252.3384 | 1
259860 | NZM3-XR220-250DC | Remote operator NZM3, 220-250V= | 1248.7259 | 1
259854 | NZM3-XR24-30DC | Remote operator NZM3, 24-30V DC | 1248.7259 | 1
259852 | NZM3-XR380-440AC | Remote operator NZM3, 380-440V~ | 1248.7259 | 1
259856 | NZM3-XR48-60DC | Remote operator NZM3, 48-60V DC | 1248.7259 | 1
285762 | NZM3-XSKS | Special head for door handle | 44.2905 | 1
266643 | NZM3-XS-L | Main switch kit, side mounting, left, black, NZM3 | 352.041 | 1
266646 | NZM3-XS-R | Main switch kit, side mounting, right, black, NZM3 | 327.8826 | 1
266655 | NZM3-XSR-L | Main switch kit, side mounting, left, red/yellow, NZM3 | 363.7189 | 1
266658 | NZM3-XSR-R | Main switch kit, side mounting, right, red/yello, NZM3 | 363.7189 | 1
100767 | NZM3-XSU-L | Offset drive, left | 128.983 | 1
100766 | NZM3-XSU-R | Offset drive, right | 128.983 | 1
168472 | NZM3-XSVS | Plug-in socket base NZM3, 3pole | 699.1776 | 1
260170 | NZM3-XTVD | Manual rotary drive, with door coup., lockable, black, NZM3 | 166.7635 | 1
279394 | NZM3-XTVD-0 | Manual rotary drive + door coup., lockable, black, NZM3 | 160.5044 | 1
271506 | NZM3-XTVD-60 | Manual rotary drive, with door coup., lockable, black, NZM3 | 160.5044 | 1
172532 | NZM3-XTVDKL | Door coupling rotary handle, black, +key lock, size 3 | 220.7888 | 1
172533 | NZM3-XTVDKLR | Door coupling rotary handle, red-yellow, +key lock, size 3 | 219.8601 | 1
260176 | NZM3-XTVDV | Door coupling rotary handle, black/gray, lock, NZM3 | 169.2095 | 1
279398 | NZM3-XTVDV-0 | Door coupling rotary handle, black/gray, lock, NZM3 | 182.7688 | 1
271510 | NZM3-XTVDV-60 | Door coupling rotary handle, black/gray, lock, NZM3 | 182.7688 | 1
260182 | NZM3-XTVDVR | Manual rotary drive, with door coup., lock., red/yell | 202.926 | 1
279402 | NZM3-XTVDVR-0 | Manual rotary drive, with door coup., lock., red/yell | 195.2996 | 1
271514 | NZM3-XTVDVR-60 | Manual rotary drive, with door coup., lock., red/yell | 195.2996 | 1
266714 | NZM4-4-XAVS | Withdrawable unit NZM4, 4pole | 2205.5811 | 1
119867 | NZM4-4-XISP | Insulation plate for connection width extension, NZM4, 4pole | 67.2197 | 1
266837 | NZM4-4-XKA | Tunnel terminal, NZM4 4-pole, In=1400A | 542.8878 | 1
266831 | NZM4-4-XKB | Terminal for flat band, NZM4 4-pole, In=1100A | 175.7069 | 1
266815 | NZM4-4-XKM1 | Busbar terminal, 1-hole base, NZM4, 4-pol, In=1250A | 75.6237 | 1
266821 | NZM4-4-XKM2 | Busbar terminal, 2-hole base, NZM4, 4-pol, In=1400A | 113.4669 | 1
284472 | NZM4-4-XKM2S-1250 | Busbar terminal, 1-hole base, 1250A, NZM4, 4-pol | 137.9264 | 1
284474 | NZM4-4-XKM2S-1600 | Busbar terminal, 1-hole base, 1250A, NZM4, 4-pol | 151.2474 | 1
281596 | NZM4-4-XKP | Phase isolator, NZM4 4-pole | 52.6067 | 1
266843 | NZM4-4-XKR | Terminal for rear connection, set, NZM4 4-pole, In=1250A | 227.4858 | 1
127737 | NZM4-4-XKS | Screw terminal, set, NZM4 4-pole | 39.524 | 1
266847 | NZM4-4-XKSA | Cover, NZM4 4-pole | 126.6751 | 1
132676 | NZM4-4-XKSAV | Terminal cover 3p wide, NZM4, 4pole | 161.9076 | 1
292194 | NZM4-4-XKSFA | Terminal cover, NZM4 4-pole | 16.0304 | 1
281594 | NZM4-4-XKV120 | Terminal extension, NZM4 4-pole (busbar dist 120mm) | 471.165 | 1
119889 | NZM4-4-XKV1P | Link set + cover 4 poles/1 pole | 725.7054 | #N/A
119888 | NZM4-4-XKV2P | Link set with cover 4 poles/2 poles for NZM4-4 | 1045.3609 | 1
152553 | NZM4-4-XKV2P-K | Link set with cover and heat sink 4poles / 2poles for N4-4...DC up to 1400A | 640.077 | 1
281592 | NZM4-4-XKV95 | Terminal extension, NZM4 4-pole (busbar dist 95mm) | 426.4355 | 1
132674 | NZM4-4-XKV95-2KB | Terminal extension, NZM4 4-pole (busbar dist 95mm) with studs | 908.3545 | 1
180019 | NZM4-4-XKVI1P | Link set, +insulating plates, 4p, /1p | 634.9999 | #N/A
180020 | NZM4-4-XKVI2P | Link set, +insulating plates, 4p, /2p | 426.6561 | #N/A
266450 | NZM4-XA110-130AC/DC | Opening release NZM4, 110-130V ~/= | 219.6778 | 1
266446 | NZM4-XA12AC/DC | Opening release NZM4, 12V ~/= | 188.2952 | 1
266451 | NZM4-XA208-250AC/DC | Opening release NZM4, 208-250V ~/= | 203.9865 | 1
274138 | NZM4-XA-230AC-MNS | Opening release for meshed networks NZM4, 230V~ | 193.7568 | 1
266447 | NZM4-XA24AC/DC | Opening release NZM4, 24V ~/= | 172.604 | 1
266452 | NZM4-XA380-440AC/DC | Opening release NZM4, 380-440V ~/= | 189.8934 | 1
266453 | NZM4-XA480-525AC/DC | Opening release NZM4, 480-525V ~/= | 138.7514 | #N/A
266448 | NZM4-XA48AC/DC | Opening release NZM4, 48V ~/= | 219.6778 | 1
266449 | NZM4-XA60AC/DC | Opening release NZM4, 60V ~/= | 219.6778 | 1
266474 | NZM4-XAHIV110-130AC/DC | Opening release NZM4, aux.cont:1NO, 110-130V ~/= | 298.1341 | 1
266470 | NZM4-XAHIV12AC/DC | Opening release NZM4, aux.cont:1NO, 12V ~/= | 261.5212 | 1
266475 | NZM4-XAHIV208-250AC/DC | Opening release NZM4, aux.cont:1NO, 208-250V ~/= | 277.2125 | 1
274143 | NZM4-XAHIV-230AC-MNS | Opening release for meshed networks NZM4, aux.cont:1NO, 230V~ | 291.9836 | 1
266471 | NZM4-XAHIV24AC/DC | Opening release NZM4, aux.cont:1NO, 24V ~/= | 251.0603 | 1
266476 | NZM4-XAHIV380-440AC/DC | Opening release NZM4, aux.cont:1NO, 380-440V ~/= | 265.1534 | 1
266472 | NZM4-XAHIV48AC/DC | Opening release NZM4, aux.cont:1NO, 48V ~/= | 298.1341 | 1
266473 | NZM4-XAHIV60AC/DC | Opening release NZM4, aux.cont:1NO, 60V ~/= | 298.1341 | 1
285612 | NZM4-XAS12-1000 | Adapter kit NZM12->NZM4, 1000A | 738.1372 | 1
285613 | NZM4-XAS12-1250 | Adapter kit NZM12->NZM4, 1250A | 738.1372 | 1
285614 | NZM4-XAS12-1600 | Adapter kit NZM12->NZM4, 1600A | 738.1372 | 1
283291 | NZM4-XAS14-1250 | Adapter kit NZM14->NZM4, 1250A | 680.8267 | 1
283292 | NZM4-XAS14-1600 | Adapter kit NZM14->NZM4, 1600A | 680.8267 | 1
266713 | NZM4-XAVS | Withdrawable unit NZM4, 3pole | 1639.3251 | 1
284646 | NZM4-XBR | Cover frame IP40, for NZM4 | 47.1504 | 1
115277 | NZM4-XBRS | Insulating surrounds for toggle lever, IP40, NZM4 | 43.0738 | 1
100769 | NZM4-XDA | Rotary drive, standard | 68.2608 | 1
100770 | NZM4-XDAV | Rotary drive, lockable | 79.3993 | 1
100771 | NZM4-XDG | Rotary handle, standard | 49.8346 | 1
100774 | NZM4-XDGR | Rotary handle, red-yellow | 64.4978 | 1
100772 | NZM4-XDGV | Rotary handle, lockable | 101.4253 | 1
100773 | NZM4-XDGVR | Rotary handle, red-yellow, lockable | 119.9142 | 1
172539 | NZM4-XDKL | Rotary handle, + key lock, size 4 | 179.2438 | 1
274243 | NZM4-XD-SDE | Rotary handle + NZM4 cover | 132.3948 | 1
266608 | NZM4-XDV | Rotary handle black/gray, lockable, NZM4 | 131.7551 | 1
165718 | NZM4-XDVG | Rotary handle black/gray, lockable, NZM4 | 134.2317 | 1
165719 | NZM4-XDVGR | Rotary handle red/yellow, lockable, NZM4 | 133.3029 | 1
266610 | NZM4-XDVR | Rotary handle red/yellow, lockable, NZM4 | 142.1535 | 1
271779 | NZM4-XHB | Main switch assembly kit, black, NZM4 | 258.0288 | 1
119002 | NZM4-XHB-DA | Main switch assembly kit + add. rotary handle, black, shaft for mounting depth max. 400mm, NZM4 | 436.1691 | 1
119004 | NZM4-XHB-DA-NA | Main switch assembly kit + add. rotary handle, black, mounting depth max. 400mm, NZM4, UL standard | 436.1691 | 1
119003 | NZM4-XHB-DAR | Main switch assembly kit + add. rotary handle, red, shaft for mounting depth max. 400mm, NZM4 | 454.6956 | 1
119005 | NZM4-XHB-DAR-NA | Main switch assembly kit + add. rotary handle, red, mounting depth max. 400mm, NZM4, UL standard | 454.6956 | 1
271842 | NZM4-XHBR | Main switch assembly kit, red, NZM4 | 300.927 | 1
266172 | NZM4-XHIV | Auxiliary contacts early make for NZM4, 2no | 130.1794 | 1
119866 | NZM4-XISP | Insulation plate for connection width extension, NZM4, 3pole | 50.1984 | 1
266836 | NZM4-XKA | Tunnel terminal, NZM4 3-pole, In=1400A | 402.5028 | 1
266829 | NZM4-XKB | Terminal for flat band, NZM4 3-pole, In=1100A | 142.1535 | 1
266814 | NZM4-XKM1 | Busbar terminal, 1-hole base, NZM4, 3-pol, In=1250A | 56.7711 | 1
266820 | NZM4-XKM2 | Busbar terminal, 2-hole base, NZM4, 3-pol, In=1400A | 84.9309 | 1
284471 | NZM4-XKM2S-1250 | Busbar terminal, 2-hole base, 1250A, NZM4, 3-pol | 103.9215 | 1
284473 | NZM4-XKM2S-1600 | Busbar terminal, 2-hole base, 1250A, NZM4, 3-pol | 113.4669 | 1
281595 | NZM4-XKP | Phase isolator, NZM4 3-pole | 40.6278 | 1
266842 | NZM4-XKR | Terminal for rear connection, set, NZM4 3-pole, In=1250A | 182.7814 | 1
127736 | NZM4-XKS | Screw terminal, set, NZM4 3-pole | 29.9535 | 1
266846 | NZM4-XKSA | Terminal cover | 98.3021 | 1
119876 | NZM4-XKSAV | Terminal cover 3p wide, NZM4, 3pole | 170.7272 | 1
292193 | NZM4-XKSFA | Terminal cover, NZM4 3-pole | 11.9412 | 1
281593 | NZM4-XKV110 | Terminal extension, NZM4 3-pole (busbar dist 110mm) | 374.18 | 1
281591 | NZM4-XKV95 | Terminal extension, NZM4 3-pole (busbar dist 95mm) | 310.4097 | 1
119861 | NZM4-XKV95-2KB | Terminal extension, NZM4 3-pole (busbar dist 95mm) with studs | 817.7748 | 1
281584 | NZM4-XMV | Mechanical interlocking, for NZM4 | 139.3564 | 1
104547 | NZM4-XMVR | Mechanical interlock for remote operator NZM4-NZM4 | 662.8772 | 1
104552 | NZM4-XMVRL | Mech.interlock, remote operator NZM4-NZM4, long bowd | 732.2569 | 1
266684 | NZM4-XR110-130AC | Remote operator NZM4, 110-130V~ | 2080.1227 | 1
266693 | NZM4-XR110-130DC | Remote operator NZM4, 110-130V= | 2080.1227 | 1
266685 | NZM4-XR208-240AC | Remote operator NZM4, 240 V AC | 1969.2397 | 1
266694 | NZM4-XR220-250DC | Remote operator NZM4, 220-250V= | 2080.1227 | 1
266691 | NZM4-XR24-30DC | Remote operator NZM4, 24-30V= | 2080.1227 | 1
266686 | NZM4-XR380-440AC | Remote operator NZM4, 380-440V~ | 2080.1227 | 1
266692 | NZM4-XR48-60DC | Remote operator NZM4, 48-60V= | 2080.1227 | 1
289806 | NZM4-XS-L | Main switch kit, side mounting, left, black, NZM4 | 435.3789 | 1
289807 | NZM4-XS-R | Main switch kit, side mounting, right, black, NZM4 | 435.3789 | 1
289808 | NZM4-XSR-L | Main switch kit, side mounting, left, red/yellow, NZM4 | 478.4025 | 1
289809 | NZM4-XSR-R | Main switch kit, side mounting, right, red/yello, NZM4 | 478.4025 | 1
100776 | NZM4-XSU-L | Offset drive, left | 156.7916 | 1
100775 | NZM4-XSU-R | Offset drive, right | 156.7916 | 1
266614 | NZM4-XTVD | Rotary handle+door coupling, black/gray, lock, NZM4 | 236.7302 | 1
279395 | NZM4-XTVD-0 | Manual rotary drive + door coup., lockable, black, NZM4 | 232.9045 | 1
271507 | NZM4-XTVD-60 | Rotary handle+door coupling, black/gray, lock, NZM4 | 232.9045 | 1
172534 | NZM4-XTVDKL | Door coupling rotary handle, black, +key lock, size 4 | 274.4071 | 1
172535 | NZM4-XTVDKLR | Door coupling rotary handle, red-yellow, +key lock, size 4 | 274.4071 | 1
271448 | NZM4-XTVD-NA | Manual rotary drive, with door coupling, lockable, black/gray, NZM4, UL standard | 217.5891 | 1
266616 | NZM4-XTVDV | Door coupling rotary handle, black/gray, lock, NZM4 | 214.3153 | 1
279399 | NZM4-XTVDV-0 | Door coupling rotary handle, black/gray, lock, NZM4 | 254.4414 | 1
271511 | NZM4-XTVDV-60 | Door coupling rotary handle, black/gray, lock, NZM4 | 254.4414 | 1
100686 | NZM4-XTVDV-NA |  | 260.6001 | 1
266618 | NZM4-XTVDVR | Manual rotary drive, lock+door coupl, red/yellow | 274.9497 | 1
279403 | NZM4-XTVDVR-0 | Manual rotary drive, lock+door coupl, red/yellow | 274.1595 | 1
271515 | NZM4-XTVDVR-60 | Manual rotary drive, lock+door coupl, red/yellow | 274.1595 | 1
271452 | NZM4-XTVDVR-NA | Manual rotary drive, with door coupling, lockable, red/yellow, NZM4, UL standard | 266.9722 | 1
266192 | NZM4-XU110-130AC | Undervoltage release for NZM4, 110-130V~ | 266.7516 | 1
266207 | NZM4-XU110-130DC | Undervoltage release for NZM4, 110-130V DC | 282.4429 | 1
266203 | NZM4-XU12DC | Undervoltage release for NZM4, 12V DC | 266.7516 | 1
266193 | NZM4-XU208-240AC | Undervoltage release for NZM4, 208-240V~ | 266.7516 | 1
266208 | NZM4-XU220-250DC | Undervoltage release for NZM4, 220-250V DC | 261.5212 | 1
266189 | NZM4-XU24AC | Undervoltage release for NZM4, 24V~ | 251.0603 | 1
266204 | NZM4-XU24DC | Undervoltage release for NZM4, 24V DC | 219.6778 | 1
266194 | NZM4-XU380-440AC | Undervoltage release for NZM4, 380-440V~ | 207.8304 | 1
266195 | NZM4-XU480-525AC | Undervoltage release for NZM4, 480-525V~ | 207.8304 | 1
266190 | NZM4-XU48AC | Undervoltage release for NZM4, 48V~ | 287.6733 | 1
266205 | NZM4-XU48DC | Undervoltage release for NZM4, 48V DC | 282.4429 | 1
266196 | NZM4-XU600AC | Undervoltage release for NZM4, 600V~ | 207.8304 | 1
266191 | NZM4-XU60AC | Undervoltage release for NZM4, 60V~ | 287.6733 | 1
266206 | NZM4-XU60DC | Undervoltage release for NZM4, 60V DC | 282.4429 | 1
266220 | NZM4-XUHIV110-130AC | Undervoltage release for NZM4, 2aux.cont, 110-130V~ | 376.5905 | 1
266235 | NZM4-XUHIV110-130DC | Undervoltage release for NZM4, 2aux.cont, 110-130V= | 371.3601 | 1
266231 | NZM4-XUHIV12DC | Undervoltage release for NZM4, 2aux.cont, 12V DC | 350.4384 | 1
266247 | NZM4-XUHIV20110-130AC | Undervoltage release for NZM4, 2sep.cont, 110-130V~ | 293.8024 | 1
266248 | NZM4-XUHIV20208-240AC | Undervoltage release for NZM4, 2sep.cont, 208-240V~ | 293.8024 | 1
266244 | NZM4-XUHIV2024AC | Undervoltage release for NZM4, 2sep.cont, 24V~ | 293.8024 | 1
266258 | NZM4-XUHIV2024DC | Undervoltage release for NZM4, 2sep.cont, 24V= | 293.8024 | 1
266249 | NZM4-XUHIV20380-440AC | Undervoltage release for NZM4, 2sep.cont, 380-440V~ | 293.8024 | 1
266221 | NZM4-XUHIV208-240AC | Undervoltage release for NZM4, 2aux.cont, 208-240V~ | 350.4384 | 1
266236 | NZM4-XUHIV220-250DC | Undervoltage release for NZM4, 2aux.cont, 220-250V= | 360.8992 | 1
266217 | NZM4-XUHIV24AC | Undervoltage release for NZM4, 2aux.cont, 24V~ | 350.4384 | 1
266232 | NZM4-XUHIV24DC | Undervoltage release for NZM4, 2aux.cont, 24V DC | 292.9037 | 1
266222 | NZM4-XUHIV380-440AC | Undervoltage release for NZM4, 2aux.cont, 380-440V~ | 283.1029 | 1
266223 | NZM4-XUHIV480-525AC | Undervoltage release for NZM4, 2aux.cont, 480-525V~ | 283.1029 | 1
266218 | NZM4-XUHIV48AC | Undervoltage release for NZM4, 2aux.cont, 48V~ | 376.5905 | 1
266233 | NZM4-XUHIV48DC | Undervoltage release for NZM4, 2aux.cont, 48V DC | 371.3601 | 1
266219 | NZM4-XUHIV60AC | Undervoltage release for NZM4, 2aux.cont, 60V~ | 376.5905 | 1
266234 | NZM4-XUHIV60DC | Undervoltage release for NZM4, 2aux.cont, 60V DC | 371.3601 | 1
266588 | NZM4-XUV | Undervoltage release delayed NZM4 | 207.8304 | 1
266596 | NZM4-XUVHIV | Undervoltage release delayed NZM4, 2aux.cont | 283.1029 | 1
266604 | NZM4-XUVHIV20 | Undervoltage release delayed NZM4, 2sep.cont, cable | 293.8024 | 1
265807 | NZMB1-4-A100 | Circuit-breaker, 4pole, circ.protection, Icu=25kA, In=100A | 425.9087 | 1
265809 | NZMB1-4-A125 | Circuit-breaker, 4pole, circ.protection, Icu=25kA, In=125A | 425.3944 | 1
281243 | NZMB1-4-A160 | Circuit-breaker, 4pole, circ.protection, Icu=25kA, In=160A | 504.4425 | 1
281237 | NZMB1-4-A20 | Circuit-breaker, 4pole, circ.protection, Icu=25kA, In=20A | 491.5605 | 1
281239 | NZMB1-4-A25 | Circuit-breaker, 4pole, circ.protection, Icu=25kA, In=25A | 457.267 | 1
281241 | NZMB1-4-A32 | Circuit-breaker, 4pole, circ.protection, Icu=25kA, In=32A | 439.1544 | 1
265799 | NZMB1-4-A40 | Circuit-breaker, 4pole, circ.protection, Icu=25kA, In=40A | 436.2193 | 1
265801 | NZMB1-4-A50 | Circuit-breaker, 4pole, circ.protection, Icu=25kA, In=50A | 430.4745 | 1
265803 | NZMB1-4-A63 | Circuit-breaker, 4pole, circ.protection, Icu=25kA, In=63A | 421.9325 | 1
265805 | NZMB1-4-A80 | Circuit-breaker, 4pole, circ.protection, Icu=25kA, In=80A | 423.0363 | 1
259079 | NZMB1-A100 | Circuit-breaker, 3-pole, circ.protection, Icu=25kA, Iu=100A, In=100A | 334.1292 | 1
272258 | NZMB1-A100-NA | Circuit-breaker, 3-pole, circ.protection, Icu=25kA, Iu=100A, In=100A, UL standard | 377.3409 | 1
112732 | NZMB1-A100-S5-10-SVE | #N/A | 377.6294 | 1
112707 | NZMB1-A100-SVE | Circuit-breaker, 3-pole, circ.protection, prepared for plug-in mount, Icu=25kA, Iu=100A, In=100A | 377.6294 | 1
259080 | NZMB1-A125 | Circuit-breaker, 3-pole, circ.protection, Icu=25kA, Iu=125A, In=125A | 333.7654 | 1
112708 | NZMB1-A125-SVE | Circuit-breaker, 3-pole, circ.protection, prepared for plug-in mount, Icu=25kA, Iu=125A, In=125A | 377.2657 | 1
281230 | NZMB1-A160 | Circuit-breaker, 3-pole, circ.protection, Icu=25kA, Iu=160A, In=160A | 403.0924 | 1
280987 | NZMB1-A20 | Circuit-breaker, 3-pole, circ.protection, Icu=25kA, Iu=20A, In=20A | 383.3743 | 1
281559 | NZMB1-A20-NA | Circuit-breaker, 3-pole, circ.protection, Icu=25kA, Iu=20A, In=20A, UL standard | 421.4992 | 1
112733 | NZMB1-A20-SVE | Circuit-breaker,3-pole,circ.protection,prepared for plug-in mount, Icu=25kA,Iu=20A,In=20A | 426.9372 | 1
280988 | NZMB1-A25 | Circuit-breaker, 3-pole, circ.protection, Icu=25kA, Iu=25A, In=25A | 357.6103 | 1
112734 | NZMB1-A25-SVE | Circuit-breaker,3-pole,circ.protection,prepared for plug-in mount, Icu=25kA,Iu=25A,In=25A | 401.261 | 1
280989 | NZMB1-A32 | Circuit-breaker, 3-pole, circ.protection, Icu=25kA, Iu=32A, In=32A | 344.1387 | 1
281561 | NZMB1-A32-NA | Circuit-breaker, 3-pole, circ.protection, Icu=25kA, Iu=32A, In=32A, UL standard | 382.8683 | 1
112735 | NZMB1-A32-SVE | Circuit-breaker,3-pole,circ.protection,prepared for plug-in mount, Icu=25kA,Iu=32A,In=32A | 387.639 | 1
259075 | NZMB1-A40 | Circuit-breaker, 3-pole, circ.protection, Icu=25kA, Iu=40A, In=40A | 341.8558 | 1
272253 | NZMB1-A40-NA | Circuit-breaker, 3-pole, circ.protection, Icu=25kA, Iu=40A, In=40A, UL standard | 380.6358 | 1
112703 | NZMB1-A40-SVE | Circuit-breaker, 3-pole, circ.protection, prepared for plug-in mount, Icu=25kA, Iu=40A, In=40A | 385.4314 | 1
259076 | NZMB1-A50 | Circuit-breaker, 3-pole, circ.protection, Icu=25kA, Iu=50A, In=50A | 337.5159 | 1
272254 | NZMB1-A50-NA | Circuit-breaker, 3-pole, circ.protection, Icu=25kA, Iu=50A, In=50A, UL standard | 380.7276 | 1
112729 | NZMB1-A50-S5-10-SVE | #N/A | 401.9886 | 1
112704 | NZMB1-A50-SVE | Circuit-breaker, 3-pole, circ.protection, prepared for plug-in mount, Icu=25kA, Iu=50A, In=50A | 381.0914 | 1
259077 | NZMB1-A63 | Circuit-breaker, 3-pole, circ.protection, Icu=25kA, Iu=63A, In=63A | 331.194 | 1
272255 | NZMB1-A63-NA |  | 338.4029 | 1
112730 | NZMB1-A63-S5-10-SVE | #N/A | 374.6817 | 1
112705 | NZMB1-A63-SVE | Circuit-breaker, 3-pole, circ.protection, prepared for plug-in mount, Icu=25kA, Iu=63A, In=63A | 374.6817 | 1
259078 | NZMB1-A80 | Circuit-breaker, 3-pole, circ.protection, Icu=25kA, Iu=80A, In=80A | 331.9215 | 1
272256 | NZMB1-A80-NA |  | 338.4029 | 1
112731 | NZMB1-A80-S5-10-SVE | #N/A | 375.4971 | 1
112706 | NZMB1-A80-SVE | Circuit-breaker, 3-pole, circ.protection, prepared for plug-in mount, Icu=25kA, Iu=80A, In=80A | 375.4971 | 1
281557 | NZMB1-AF110-NA |  | 394.4599 | 1
265714 | NZMB1-M100 | Circuit-breaker, 3-pole, motor protection, Icu=25kA, Iu=100A, In=100A | 372.4741 | 1
112723 | NZMB1-M100-SVE | Circuit-breaker, 3-pole, motor protection, prepared for plug-in mount, Icu=25kA, Iu=100A, In=100A | 415.9744 | 1
265710 | NZMB1-M40 | Circuit-breaker, 3-pole, motor protection, Icu=25kA, Iu=40A, In=40A | 386.9742 | 1
112709 | NZMB1-M40-SVE | Circuit-breaker, 3-pole, motor protection, prepared for plug-in mount, Icu=25kA, Iu=40A, In=40A | 430.4745 | 1
265711 | NZMB1-M50 | Circuit-breaker, 3-pole, motor protection, Icu=25kA, Iu=50A, In=50A | 382.7847 | 1
112720 | NZMB1-M50-SVE | Circuit-breaker, 3-pole, motor protection, prepared for plug-in mount, Icu=25kA, Iu=50A, In=50A | 426.285 | 1
265712 | NZMB1-M63 | Circuit-breaker, 3-pole, motor protection, Icu=25kA, Iu=63A, In=63A | 385.7324 | 1
112721 | NZMB1-M63-SVE | Circuit-breaker, 3-pole, motor protection, prepared for plug-in mount, Icu=25kA, Iu=63A, In=63A | 429.2201 | 1
265713 | NZMB1-M80 | Circuit-breaker, 3-pole, motor protection, Icu=25kA, Iu=80A, In=80A | 370.1285 | 1
112722 | NZMB1-M80-SVE | Circuit-breaker, 3-pole, motor protection, prepared for plug-in mount, Icu=25kA, Iu=80A, In=80A | 413.6162 | 1
265730 | NZMB1-S100 | Circuit-breaker, 3pole, no overload release, Icu=25kA, In=100A | 316.2549 | 1
112728 | NZMB1-S100-SVE | Circuit-breaker, 3pole, no overload release, prepared for plug-in mount, Icu=25kA, In=100A | 359.8179 | 1
265726 | NZMB1-S40 | Circuit-breaker, 3pole, no overload release, Icu=25kA, In=40A | 336.9263 | 1
112724 | NZMB1-S40-SVE | Circuit-breaker, 3pole, no overload release, prepared for plug-in mount, Icu=25kA, In=40A | 380.4266 | 1
265727 | NZMB1-S50 | Circuit-breaker, 3pole, no overload release, Icu=25kA, In=50A | 334.794 | 1
112725 | NZMB1-S50-SVE | Circuit-breaker, 3pole, no overload release, prepared for plug-in mount, Icu=25kA, In=50A | 378.3695 | 1
265728 | NZMB1-S63 | Circuit-breaker, 3pole, no overload release, Icu=25kA, In=63A | 313.1567 | 1
112726 | NZMB1-S63-SVE | Circuit-breaker, 3pole, no overload release, prepared for plug-in mount, Icu=25kA, In=63A | 356.7322 | 1
265729 | NZMB1-S80 | Circuit-breaker, 3pole, no overload release, Icu=25kA, In=80A | 313.3072 | 1
112727 | NZMB1-S80-SVE | Circuit-breaker, 3pole, no overload release, prepared for plug-in mount, Icu=25kA, In=80A | 356.8702 | 1
265847 | NZMB2-4-A125 | Circuit-breaker, 4pole, circ.protection, Icu=25kA, In=125A | 841.2935 | 1
113207 | NZMB2-4-A125-SVE | Circuit-breaker, 4pole, circ.protection, prepared for plug-in mount, Icu=25kA, In=125A | 1090.1281 | 1
265849 | NZMB2-4-A160 | Circuit-breaker, 4pole, circ.protection, Icu=25kA, In=160A | 835.5612 | 1
265850 | NZMB2-4-A160/100 | Circuit-breaker, 4pole, circ.protection, Icu=25kA, In=160A | 866.1669 | 1
113210 | NZMB2-4-A160/100-SVE | Circuit-breaker, 4pole, circ.protection, prepared for plug-in mount, Icu=25kA, In=160A | 1124.0578 | 1
113209 | NZMB2-4-A160-SVE | Circuit-breaker, 4pole, circ.protection, prepared for plug-in mount, Icu=25kA, In=160A | 1084.0195 | 1
265852 | NZMB2-4-A200 | Circuit-breaker, 4pole, circ.protection, Icu=25kA, In=200A | 839.7507 | 1
265853 | NZMB2-4-A200/125 | Circuit-breaker, 4pole, circ.protection, Icu=25kA, In=200A | 869.7794 | 1
113213 | NZMB2-4-A200/125-SVE | Circuit-breaker, 4pole, circ.protection, prepared for plug-in mount, Icu=25kA, In=200A | 1119.9435 | 1
113212 | NZMB2-4-A200-SVE | Circuit-breaker, 4pole, circ.protection, prepared for plug-in mount, Icu=25kA, In=200A | 1088.2215 | 1
265855 | NZMB2-4-A250 | Circuit-breaker, 4pole, circ.protection, Icu=25kA, In=250A | 870.0679 | 1
265856 | NZMB2-4-A250/160 | Circuit-breaker, 4pole, circ.protection, Icu=25kA, In=250A | 869.6289 | 1
113216 | NZMB2-4-A250/160-SVE | Circuit-breaker, 4pole, circ.protection, prepared for plug-in mount, Icu=25kA, In=250A | 1120.8216 | 1
113215 | NZMB2-4-A250-SVE | Circuit-breaker, 4pole, circ.protection, prepared for plug-in mount, Icu=25kA, In=250A | 1121.9254 | 1
107582 | NZMB2-4-A300 | Circuit-breaker, 4pole, circ.protection, Icu=25kA, In=300A | 870.8832 | 1
107583 | NZMB2-4-A300/200 | Circuit-breaker, 4pole, circ.protection, Icu=25kA, In=300A | 840.7792 | 1
259087 | NZMB2-A125 | Circuit-breaker, 3pole, circ.protection, Icu=25kA, In=125A | 680.4881 | 1
113192 | NZMB2-A125-SVE | Circuit-breaker, 3pole, circ.protection, prepared for plug-in mount, Icu=25kA, In=125A | 877.0671 | 1
259088 | NZMB2-A160 | Circuit-breaker, 3pole, circ.protection, Icu=25kA, In=160A | 621.2334 | 1
113202 | NZMB2-A160-S5-10-SVE | #N/A | 902.2416 | 1
113193 | NZMB2-A160-SVE | Circuit-breaker, 3pole, circ.protection, prepared for plug-in mount, Icu=25kA, In=160A | 789.3391 | 1
259089 | NZMB2-A200 | Circuit-breaker, 3pole, circ.protection, Icu=25kA, In=200A | 620.7944 | 1
269216 | NZMB2-A200-NA | Circuit-breaker, 3-pole, circ.protection, Icu=25kA, In=200A, UL standard | 697.8606 | 1
113203 | NZMB2-A200-S5-10-SVE | #N/A | 880.7423 | 1
113194 | NZMB2-A200-SVE | Circuit-breaker, 3pole, circ.protection, prepared for plug-in mount, Icu=25kA, In=200A | 789.3391 | 1
259090 | NZMB2-A250 | Circuit-breaker, 3pole, circ.protection, Icu=25kA, In=250A | 598.4296 | 1
113204 | NZMB2-A250-S5-10-SVE | #N/A | 906.3558 | 1
113195 | NZMB2-A250-SVE | Circuit-breaker, 3pole, circ.protection, prepared for plug-in mount, Icu=25kA, In=250A | 812.4439 | 1
107518 | NZMB2-A300 | Circuit-breaker, 3pole, circ.protection, Icu=25kA, In=300A | 702.4138 | 1
265715 | NZMB2-M125 | Circuit-breaker, 3pole, motor protection, Icu=25kA, In=125A | 680.4881 | 1
115260 | NZMB2-M125-BT | #N/A | 741.1978 | 1
113196 | NZMB2-M125-SVE | Circuit-breaker, 3pole, motor protection, prepared for plug-in mount, Icu=25kA, In=125A | 877.0671 | 1
265716 | NZMB2-M160 | Circuit-breaker, 3pole, motor protection, Icu=25kA, In=160A | 676.1481 | 1
113197 | NZMB2-M160-SVE | Circuit-breaker, 3pole, motor protection, prepared for plug-in mount, Icu=25kA, In=160A | 872.3508 | 1
265717 | NZMB2-M200 | Circuit-breaker, 3pole, motor protection, Icu=25kA, In=200A | 679.9738 | 1
113198 | NZMB2-M200-SVE | Circuit-breaker, 3pole, motor protection, prepared for plug-in mount, Icu=25kA, In=200A | 876.5528 | 1
265736 | NZMB2-S125 | Circuit-breaker, 3pole, no overload release, Icu=25kA, In=125A | 655.9031 | 1
113199 | NZMB2-S125-SVE | Circuit-breaker, 3pole, no overload release, prepared for plug-in mount, Icu=25kA, In=125A | 847.4774 | 1
265737 | NZMB2-S160 | Circuit-breaker, 3pole, no overload release, Icu=25kA, In=160A | 655.9031 | 1
269249 | NZMB2-S160-CNA | Circuit-breaker, 3-pole, no overload release, Icu=25kA, In=160A, UL standard | 658.2613 | 1
113200 | NZMB2-S160-SVE | Circuit-breaker, 3pole, no overload release, prepared for plug-in mount, Icu=25kA, In=160A | 847.4774 | 1
265738 | NZMB2-S200 | Circuit-breaker, 3pole, no overload release, Icu=25kA, In=200A | 656.4174 | 1
113201 | NZMB2-S200-SVE | Circuit-breaker, 3pole, no overload release, prepared for plug-in mount, Icu=25kA, In=200A | 848.368 | 1
271416 | NZMC1-4-A100 | Circuit-breaker, 4pole, circ.protection, Icu=36kA, In=100A | 454.3068 | 1
271418 | NZMC1-4-A125 | Circuit-breaker, 4pole, circ.protection, Icu=36kA, In=125A | 453.7549 | 1
283306 | NZMC1-4-A160 | Circuit-breaker, 4pole, circ.protection, Icu=36kA, In=160A | 538.0711 | 1
283300 | NZMC1-4-A20 | Circuit-breaker, 4pole, circ.protection, Icu=36kA, In=20A | 524.3362 | 1
283302 | NZMC1-4-A25 | Circuit-breaker, 4pole, circ.protection, Icu=36kA, In=25A | 487.7473 | 1
283304 | NZMC1-4-A32 | Circuit-breaker, 4pole, circ.protection, Icu=36kA, In=32A | 468.4306 | 1
271408 | NZMC1-4-A40 | Circuit-breaker, 4pole, circ.protection, Icu=36kA, In=40A | 465.2947 | 1
271410 | NZMC1-4-A50 | Circuit-breaker, 4pole, circ.protection, Icu=36kA, In=50A | 459.1736 | 1
271412 | NZMC1-4-A63 | Circuit-breaker, 4pole, circ.protection, Icu=36kA, In=63A | 450.0671 | 1
271414 | NZMC1-4-A80 | Circuit-breaker, 4pole, circ.protection, Icu=36kA, In=80A | 451.2462 | 1
271396 | NZMC1-A100 | Circuit-breaker, 3-pole, circ.protection, Icu=36kA, Iu=100A, In=100A | 356.4061 | 1
112741 | NZMC1-A100-SVE | Circuit-breaker, 3-pole, circ.protection, prepared for plug-in mount, Icu=36kA, Iu=100A, In=100A | 449.9072 | 1
271397 | NZMC1-A125 | Circuit-breaker, 3-pole, circ.protection, Icu=36kA, Iu=125A, In=125A | 356.0173 | 1
112742 | NZMC1-A125-SVE | Circuit-breaker, 3-pole, circ.protection, prepared for plug-in mount, Icu=36kA, Iu=125A, In=125A | 451.1494 | 1
283296 | NZMC1-A160 | Circuit-breaker, 3-pole, circ.protection, Icu=36kA, Iu=160A, In=160A | 429.9727 | 1
283293 | NZMC1-A20 | Circuit-breaker, 3-pole, circ.protection, Icu=36kA, Iu=20A, In=20A | 408.925 | 1
112753 | NZMC1-A20-SVE | Circuit-breaker, 3-pole, circ.protection, prepared for plug-in mount, Icu=36kA, Iu=40A, In=20A | 455.3981 | 1
283294 | NZMC1-A25 | Circuit-breaker, 3-pole, circ.protection, Icu=36kA, Iu=25A, In=25A | 381.4551 | 1
112754 | NZMC1-A25-SVE | Circuit-breaker, 3-pole, circ.protection, prepared for plug-in mount, Icu=36kA, Iu=40A, In=25A | 428.0034 | 1
283295 | NZMC1-A32 | Circuit-breaker, 3-pole, circ.protection, Icu=36kA, Iu=32A, In=32A | 367.0805 | 1
112755 | NZMC1-A32-SVE | Circuit-breaker, 3-pole, circ.protection, prepared for plug-in mount, Icu=36kA, Iu=40A, In=32A | 413.4783 | 1
271392 | NZMC1-A40 | Circuit-breaker, 3-pole, circ.protection, Icu=36kA, Iu=40A, In=40A | 364.6471 | 1
112737 | NZMC1-A40-SVE | Circuit-breaker, 3-pole, circ.protection, prepared for plug-in mount, Icu=36kA, Iu=40A, In=40A | 427.3191 | 1
271393 | NZMC1-A50 | Circuit-breaker, 3-pole, circ.protection, Icu=36kA, Iu=50A, In=50A | 360.0186 | 1
112738 | NZMC1-A50-SVE | Circuit-breaker, 3-pole, circ.protection, prepared for plug-in mount, Icu=36kA, Iu=50A, In=50A | 423.3202 | 1
271394 | NZMC1-A63 | Circuit-breaker, 3-pole, circ.protection, Icu=36kA, Iu=63A, In=63A | 353.2703 | 1
112739 | NZMC1-A63-SVE | Circuit-breaker, 3-pole, circ.protection, prepared for plug-in mount, Icu=36kA, Iu=63A, In=63A | 399.668 | 1
271395 | NZMC1-A80 | Circuit-breaker, 3-pole, circ.protection, Icu=36kA, Iu=80A, In=80A | 354.0605 | 1
112740 | NZMC1-A80-SVE | Circuit-breaker, 3-pole, circ.protection, prepared for plug-in mount, Icu=36kA, Iu=80A, In=80A | 400.5335 | 1
271402 | NZMC1-M100 | Circuit-breaker, 3-pole, motor protection, Icu=36kA, Iu=100A, In=100A | 397.3099 | 1
112747 | NZMC1-M100-SVE | Circuit-breaker, 3-pole, motor protection, prepared for plug-in mount, Icu=36kA, Iu=100A, In=100A | 465.9378 | 1
271398 | NZMC1-M40 | Circuit-breaker, 3-pole, motor protection, Icu=36kA, Iu=40A, In=40A | 412.7758 | 1
112743 | NZMC1-M40-SVE | Circuit-breaker, 3-pole, motor protection, prepared for plug-in mount, Icu=36kA, Iu=40A, In=40A | 476.7922 | 1
271399 | NZMC1-M50 | Circuit-breaker, 3-pole, motor protection, Icu=36kA, Iu=50A, In=50A | 408.2979 | 1
112744 | NZMC1-M50-SVE | Circuit-breaker, 3-pole, motor protection, prepared for plug-in mount, Icu=36kA, Iu=50A, In=50A | 476.3352 | 1
271400 | NZMC1-M63 | Circuit-breaker, 3-pole, motor protection, Icu=36kA, Iu=63A, In=63A | 411.4462 | 1
112745 | NZMC1-M63-SVE | Circuit-breaker, 3-pole, motor protection, prepared for plug-in mount, Icu=36kA, Iu=63A, In=63A | 480.1056 | 1
271401 | NZMC1-M80 | Circuit-breaker, 3-pole, motor protection, Icu=36kA, Iu=80A, In=80A | 394.8012 | 1
112746 | NZMC1-M80-SVE | Circuit-breaker, 3-pole, motor protection, prepared for plug-in mount, Icu=36kA, Iu=80A, In=80A | 458.8539 | 1
271407 | NZMC1-S100 | Circuit-breaker, 3pole, no overload release, Icu=36kA, In=100A | 337.3277 | 1
112752 | NZMC1-S100-SVE | Circuit-breaker, 3pole, no overload release, prepared for plug-in mount, Icu=36kA, In=100A | 407.8955 | 1
271403 | NZMC1-S40 | Circuit-breaker, 3pole, no overload release, Icu=36kA, In=40A | 359.3914 | 1
112748 | NZMC1-S40-SVE | Circuit-breaker, 3pole, no overload release, prepared for plug-in mount, Icu=36kA, In=40A | 421.9491 | 1
271404 | NZMC1-S50 | Circuit-breaker, 3pole, no overload release, Icu=36kA, In=50A | 357.1211 | 1
112749 | NZMC1-S50-SVE | Circuit-breaker, 3pole, no overload release, prepared for plug-in mount, Icu=36kA, In=50A | 421.1493 | 1
271405 | NZMC1-S63 | Circuit-breaker, 3pole, no overload release, Icu=36kA, In=63A | 334.0414 | 1
112750 | NZMC1-S63-SVE | Circuit-breaker, 3pole, no overload release, prepared for plug-in mount, Icu=36kA, In=63A | 395.4416 | 1
271406 | NZMC1-S80 | Circuit-breaker, 3pole, no overload release, Icu=36kA, In=80A | 334.1919 | 1
112751 | NZMC1-S80-SVE | Circuit-breaker, 3pole, no overload release, prepared for plug-in mount, Icu=36kA, In=80A | 397.3839 | 1
271430 | NZMC2-4-A125 | Circuit-breaker, 4pole, circ.protection, Icu=36kA, In=125A | 897.3873 | 1
113231 | NZMC2-4-A125-SVE | Circuit-breaker, 4pole, circ.protection, prepared for plug-in mount, Icu=36kA, In=125A | 1162.8041 | 1
271432 | NZMC2-4-A160 | Circuit-breaker, 4pole, circ.protection, Icu=36kA, In=160A | 891.2661 | 1
271433 | NZMC2-4-A160/100 | Circuit-breaker, 4pole, circ.protection, Icu=36kA, In=160A | 923.9164 | 1
113234 | NZMC2-4-A160/100-SVE | Circuit-breaker, 4pole, circ.protection, prepared for plug-in mount, Icu=36kA, In=160A | 1198.9916 | 1
113233 | NZMC2-4-A160-SVE | Circuit-breaker, 4pole, circ.protection, prepared for plug-in mount, Icu=36kA, In=160A | 1156.2941 | 1
271435 | NZMC2-4-A200 | Circuit-breaker, 4pole, circ.protection, Icu=36kA, In=200A | 895.7316 | 1
271436 | NZMC2-4-A200/125 | Circuit-breaker, 4pole, circ.protection, Icu=36kA, In=200A | 927.7672 | 1
113237 | NZMC2-4-A200/125-SVE | Circuit-breaker, 4pole, circ.protection, prepared for plug-in mount, Icu=36kA, In=200A | 1194.6014 | 1
113236 | NZMC2-4-A200-SVE | Circuit-breaker, 4pole, circ.protection, prepared for plug-in mount, Icu=36kA, In=200A | 1160.7595 | 1
271438 | NZMC2-4-A250 | Circuit-breaker, 4pole, circ.protection, Icu=36kA, In=250A | 928.0808 | 1
271439 | NZMC2-4-A250/160 | Circuit-breaker, 4pole, circ.protection, Icu=36kA, In=250A | 927.6042 | 1
113240 | NZMC2-4-A250/160-SVE | Circuit-breaker, 4pole, circ.protection, prepared for plug-in mount, Icu=36kA, In=250A | 1195.5422 | 1
113239 | NZMC2-4-A250-SVE | Circuit-breaker, 4pole, circ.protection, prepared for plug-in mount, Icu=36kA, In=250A | 1196.7213 | 1
107584 | NZMC2-4-A300 | Circuit-breaker, 4pole, circ.protection, Icu=36kA, In=300A | 928.9463 | 1
107585 | NZMC2-4-A300/200 | Circuit-breaker, 4pole, circ.protection, Icu=36kA, In=300A | 896.8354 | 1
271420 | NZMC2-A125 | Circuit-breaker, 3pole, circ.protection, Icu=36kA, In=125A | 725.8573 | 1
174616 | NZMC2-A125-BT | Circuit-breaker, 3 p, 125A, box terminals | 777.462 | #N/A
113219 | NZMC2-A125-SVE | Circuit-breaker, 3pole, circ.protection, prepared for plug-in mount, Icu=36kA, In=125A | 935.5315 | 1
271421 | NZMC2-A160 | Circuit-breaker, 3pole, circ.protection, Icu=36kA, In=160A | 662.6515 | 1
113220 | NZMC2-A160-SVE | Circuit-breaker, 3pole, circ.protection, prepared for plug-in mount, Icu=36kA, In=160A | 841.9583 | 1
271422 | NZMC2-A200 | Circuit-breaker, 3pole, circ.protection, Icu=36kA, In=200A | 662.1873 | 1
113221 | NZMC2-A200-SVE | Circuit-breaker, 3pole, circ.protection, prepared for plug-in mount, Icu=36kA, In=200A | 841.9583 | 1
271423 | NZMC2-A250 | Circuit-breaker, 3pole, circ.protection, Icu=36kA, In=250A | 638.3174 | 1
113222 | NZMC2-A250-SVE | Circuit-breaker, 3pole, circ.protection, prepared for plug-in mount, Icu=36kA, In=250A | 866.606 | 1
107519 | NZMC2-A300 | Circuit-breaker, 3pole, circ.protection, Icu=36kA, In=300A | 796.0748 | 1
271424 | NZMC2-M125 | Circuit-breaker, 3pole, motor protection, Icu=36kA, In=125A | 725.8573 | 1
113223 | NZMC2-M125-SVE | Circuit-breaker, 3pole, motor protection, prepared for plug-in mount, Icu=36kA, In=125A | 935.5315 | 1
271425 | NZMC2-M160 | Circuit-breaker, 3pole, motor protection, Icu=36kA, In=160A | 721.2162 | 1
113224 | NZMC2-M160-SVE | Circuit-breaker, 3pole, motor protection, prepared for plug-in mount, Icu=36kA, In=160A | 930.5142 | 1
271426 | NZMC2-M200 | Circuit-breaker, 3pole, motor protection, Icu=36kA, In=200A | 725.3054 | 1
113225 | NZMC2-M200-SVE | Circuit-breaker, 3pole, motor protection, prepared for plug-in mount, Icu=36kA, In=200A | 934.9922 | 1
271427 | NZMC2-S125 | Circuit-breaker, 3pole, no overload release, Icu=36kA, In=125A | 699.6292 | 1
113226 | NZMC2-S125-SVE | Circuit-breaker, 3pole, no overload release, prepared for plug-in mount, Icu=36kA, In=125A | 903.9725 | 1
271428 | NZMC2-S160 | Circuit-breaker, 3pole, no overload release, Icu=36kA, In=160A | 699.6292 | 1
113227 | NZMC2-S160-SVE | Circuit-breaker, 3pole, no overload release, prepared for plug-in mount, Icu=36kA, In=160A | 903.9725 | 1
271429 | NZMC2-S200 | Circuit-breaker, 3pole, no overload release, Icu=36kA, In=200A | 700.1811 | 1
113228 | NZMC2-S200-SVE | Circuit-breaker, 3pole, no overload release, prepared for plug-in mount, Icu=36kA, In=200A | 904.9258 | 1
109688 | NZMC3-4-A320 | Circuit-breaker, 4pole, circ.protection, Icu=36kA, In=320A | 1536.6454 | 1
109689 | NZMC3-4-A320/200 | Circuit-breaker, 4pole, circ.protection, Icu=36kA, In=320A, N=60% | 1533.196 | 1
113517 | NZMC3-4-A320/200-AVE | Circuit-breaker, 4pole, circ.protection, Icu=36kA, In=320A, N=60%, prepared for withdrawable mount | 1503.0478 | 1
168465 | NZMC3-4-A320/200-SVE | Circuit-breaker, 4pole, circ.protection, prepared for plug-in mount, Icu=36kA, In=320A | 1149.2038 | 1
113516 | NZMC3-4-A320-AVE | Circuit-breaker, 4pole, circ.protection, Icu=36kA, In=320A, prepared for withdrawable mounting | 1502.4287 | 1
168464 | NZMC3-4-A320-SVE | Circuit-breaker, 4pole, circ.protection, prepared for plug-in mount, Icu=36kA, In=320A | 1148.7084 | 1
109690 | NZMC3-4-A400 | Circuit-breaker, 4pole, circ.protection, Icu=36kA, In=400A | 960.7965 | 1
109691 | NZMC3-4-A400/250 | Circuit-breaker, 4pole, circ.protection, Icu=36kA, In=400A, N=60% | 1533.1082 | 1
113519 | NZMC3-4-A400/250-AVE | Circuit-breaker, 4pole, circ.protection, Icu=36kA, In=400A, N=60%, prepared for withdrawable mount | 1502.9859 | 1
168467 | NZMC3-4-A400/250-SVE | Circuit-breaker, 4pole, circ.protection, prepared for plug-in mount, Icu=36kA, In=400A | 1149.018 | 1
113518 | NZMC3-4-A400-AVE | Circuit-breaker, 4pole, circ.protection, Icu=36kA, In=400A, prepared for withdrawable mounting | 1502.6763 | 1
168466 | NZMC3-4-A400-SVE | Circuit-breaker, 4pole, circ.protection, prepared for plug-in mount, Icu=36kA, In=400A | 1148.8942 | 1
109692 | NZMC3-4-A500 | Circuit-breaker, 4pole, circ.protection, Icu=36kA, In=500A | 1564.1153 | 1
109693 | NZMC3-4-A500/320 | Circuit-breaker, 4pole, circ.protection, Icu=36kA, In=500A, N=60% | 1557.2917 | 1
113521 | NZMC3-4-A500/320-AVE | Circuit-breaker, 4pole, circ.protection, Icu=36kA, In=500A, N=60%, prepared for withdrawable mount | 1505.4006 | 1
168469 | NZMC3-4-A500/320-SVE | Circuit-breaker, 4pole, circ.protection, prepared for plug-in mount, Icu=36kA, In=500A | 1151.4946 | 1
113520 | NZMC3-4-A500-AVE | Circuit-breaker, 4pole, circ.protection, Icu=36kA, In=500A, prepared for withdrawable mounting | 1506.1436 | 1
168468 | NZMC3-4-A500-SVE | Circuit-breaker, 4pole, circ.protection, prepared for plug-in mount, Icu=36kA, In=500A | 1152.4233 | 1
109664 | NZMC3-A250 | Circuit-breaker, 3pole, circ.protection, Icu=36kA, In=250A | 813.1632 | 1
109665 | NZMC3-A320 | Circuit-breaker, 3pole, circ.protection, Icu=36kA, In=320A | 849.5027 | 1
113509 | NZMC3-A320-AVE | Circuit-breaker, 3pole, circ.protection, Icu=36kA, In=320A, withdrawable mounting | 1236.1943 | 1
168450 | NZMC3-A320-SVE | Circuit-breaker, 3pole, circ.protection, prepared for plug-in mount, Icu=36kA, In=320A | 2727.7096 | 1
109666 | NZMC3-A400 | Circuit-breaker, 3pole, circ.protection, Icu=36kA, In=400A | 1230.4753 | 1
113510 | NZMC3-A400-AVE | Circuit-breaker, 3pole, circ.protection, Icu=36kA, In=400A, withdrawable mounting | 1236.38 | 1
168451 | NZMC3-A400-SVE | Circuit-breaker, 3pole, circ.protection, prepared for plug-in mount, Icu=36kA, In=400A | 2727.7096 | 1
109667 | NZMC3-A500 | Circuit-breaker, 3pole, circ.protection, Icu=36kA, In=500A | 763.3497 | 1
113511 | NZMC3-A500-AVE | Circuit-breaker, 3pole, circ.protection, Icu=36kA, In=500A, withdrawable mounting | 1238.9805 | 1
168452 | NZMC3-A500-SVE | Circuit-breaker, 3pole, circ.protection, prepared for plug-in mount, Icu=36kA, In=500A | 3287.7692 | 1
109676 | NZMC3-S250 | Circuit-breaker, 3pole, no overload release, Icu=36kA, In=250A | 1215.1725 | 1
113512 | NZMC3-S250-AVE | Circuit-breaker, 3pole, no overload release, Icu=36kA, In=250A, withdrawable mounting | 1233.6558 | 1
168453 | NZMC3-S250-SVE | Circuit-breaker, 3pole, no overload release, prepared for plug-in mount, Icu=36kA, In=250A | 892.9377 | 1
109677 | NZMC3-S320 | Circuit-breaker, 3pole, no overload release, Icu=36kA, In=320A | 1215.1725 | 1
113513 | NZMC3-S320-AVE | Circuit-breaker, 3pole, no overload release, Icu=36kA, In=320A, withdrawable mounting | 1233.6558 | 1
168454 | NZMC3-S320-SVE | Circuit-breaker, 3pole, no overload release, prepared for plug-in mount, Icu=36kA, In=320A | 892.9377 | 1
109678 | NZMC3-S400 | Circuit-breaker, 3pole, no overload release, Icu=36kA, In=400A | 1215.1725 | 1
113514 | NZMC3-S400-AVE | Circuit-breaker, 3pole, no overload release, Icu=36kA, In=400A, withdrawable mounting | 1233.5939 | 1
168455 | NZMC3-S400-SVE | Circuit-breaker, 3pole, no overload release, prepared for plug-in mount, Icu=36kA, In=400A | 892.9377 | 1
109679 | NZMC3-S500 | Circuit-breaker, 3pole, no overload release, Icu=36kA, In=500A | 1215.1725 | 1
113515 | NZMC3-S500-AVE | Circuit-breaker, 3pole, no overload release, Icu=36kA, In=500A, withdrawable mounting | 1233.5939 | 1
168456 | NZMC3-S500-SVE | Circuit-breaker, 3pole, no overload release, prepared for plug-in mount, Icu=36kA, In=500A | 892.9377 | 1
265819 | NZMN1-4-A100 | Circuit-breaker, 4pole, circ.protection, Icu=50kA, In=100A | 496.8914 | 1
265821 | NZMN1-4-A125 | Circuit-breaker, 4pole, circ.protection, Icu=50kA, In=125A | 496.2893 | 1
281251 | NZMN1-4-A160 | Circuit-breaker, 4pole, circ.protection, Icu=50kA, In=160A | 588.5078 | 1
281245 | NZMN1-4-A20 | Circuit-breaker, 4pole, circ.protection, Icu=50kA, In=20A | 573.4809 | 1
281247 | NZMN1-4-A25 | Circuit-breaker, 4pole, circ.protection, Icu=50kA, In=25A | 533.4803 | 1
281249 | NZMN1-4-A32 | Circuit-breaker, 4pole, circ.protection, Icu=50kA, In=32A | 512.3573 | 1
265811 | NZMN1-4-A40 | Circuit-breaker, 4pole, circ.protection, Icu=50kA, In=40A | 508.9204 | 1
265813 | NZMN1-4-A50 | Circuit-breaker, 4pole, circ.protection, Icu=50kA, In=50A | 502.2223 | 1
265815 | NZMN1-4-A63 | Circuit-breaker, 4pole, circ.protection, Icu=50kA, In=63A | 492.2629 | 1
265817 | NZMN1-4-A80 | Circuit-breaker, 4pole, circ.protection, Icu=50kA, In=80A | 493.5423 | 1
259085 | NZMN1-A100 | Circuit-breaker, 3-pole, circ.protection, Icu=50kA, Iu=100A, In=100A | 389.8215 | 1
274242 | NZMN1-A100-NA | Circuit-breaker, 3-pole, circ.protection, Icu=35kA, Iu=100A, In=100A, UL standard | 434.7248 | 1
112775 | NZMN1-A100-S5-10-SVE | #N/A | 440.5718 | 1
112761 | NZMN1-A100-SVE | Circuit-breaker, 3-pole, circ.protection, prepared for plug-in mount, Icu=50kA, Iu=100A, In=100A | 440.5718 | 1
259086 | NZMN1-A125 | Circuit-breaker, 3-pole, circ.protection, Icu=50kA, Iu=125A, In=125A | 389.3951 | 1
281573 | NZMN1-A125-NA | Circuit-breaker, 3-pole, circ.protection, Icu=35kA, Iu=125A, In=125A, UL standard | 440.9295 | 1
112762 | NZMN1-A125-SVE | Circuit-breaker, 3-pole, circ.protection, prepared for plug-in mount, Icu=50kA, Iu=125A, In=125A | 440.1454 | 1
281234 | NZMN1-A160 | Circuit-breaker, 3-pole, circ.protection, Icu=50kA, Iu=160A, In=160A | 470.2744 | 1
281231 | NZMN1-A20 | Circuit-breaker, 3-pole, circ.protection, Icu=50kA, Iu=20A, In=20A | 447.27 | 1
112776 | NZMN1-A20-SVE | Circuit-breaker, 3-pole, circ.protection, prepared for plug-in mount, Icu=50kA, Iu=20A, In=40A | 498.0955 | 1
281232 | NZMN1-A25 | Circuit-breaker, 3-pole, circ.protection, Icu=50kA, Iu=25A, In=25A | 417.2162 | 1
112777 | NZMN1-A25-SVE | Circuit-breaker, 3-pole, circ.protection, prepared for plug-in mount, Icu=50kA, Iu=25A, In=40A | 468.1295 | 1
281233 | NZMN1-A32 | Circuit-breaker, 3-pole, circ.protection, Icu=50kA, Iu=32A, In=32A | 401.4994 | 1
281572 | NZMN1-A32-NA | Circuit-breaker, 3-pole, circ.protection, Icu=35kA, Iu=32A, In=32A, UL standard | 446.2334 | 1
281572 | NZMN1-A32-NA | Circuit-breaker, 3-pole, circ.protection, Icu=35kA, Iu=32A, In=32A, UL standard | 446.2334 | 1
112778 | NZMN1-A32-SVE | Circuit-breaker, 3-pole, circ.protection, prepared for plug-in mount, Icu=50kA, Iu=32A, In=40A | 452.2497 | 1
259081 | NZMN1-A40 | Circuit-breaker, 3-pole, circ.protection, Icu=50kA, Iu=40A, In=40A | 398.8402 | 1
112757 | NZMN1-A40-SVE | Circuit-breaker, 3-pole, circ.protection, prepared for plug-in mount, Icu=50kA, Iu=40A, In=40A | 449.6658 | 1
259082 | NZMN1-A50 | Circuit-breaker, 3-pole, circ.protection, Icu=50kA, Iu=50A, In=50A | 393.7727 | 1
112758 | NZMN1-A50-SVE | Circuit-breaker, 3-pole, circ.protection, prepared for plug-in mount, Icu=50kA, Iu=50A, In=50A | 444.6108 | 1
259083 | NZMN1-A63 | Circuit-breaker, 3-pole, circ.protection, Icu=50kA, Iu=63A, In=63A | 386.3847 | 1
274240 | NZMN1-A63-NA | Circuit-breaker, 3-pole, circ.protection, Icu=35kA, Iu=63A, In=63A, UL standard | 431.3223 | 1
112773 | NZMN1-A63-S5-10-SVE | #N/A | 437.135 | 1
112759 | NZMN1-A63-SVE | Circuit-breaker, 3-pole, circ.protection, prepared for plug-in mount, Icu=50kA, Iu=63A, In=63A | 437.135 | 1
259084 | NZMN1-A80 | Circuit-breaker, 3-pole, circ.protection, Icu=50kA, Iu=80A, In=80A | 387.2502 | 1
274241 | NZMN1-A80-NA | Circuit-breaker, 3-pole, circ.protection, Icu=35kA, Iu=80A, In=80A, UL standard | 432.223 | 1
112774 | NZMN1-A80-S5-10-SVE | #N/A | 438.0757 | 1
112760 | NZMN1-A80-SVE | Circuit-breaker, 3-pole, circ.protection, prepared for plug-in mount, Icu=50kA, Iu=80A, In=80A | 438.0757 | 1
112767 | NZMN1-M100 | Circuit-breaker, 3-pole, motor protection, prepared for plug-in mount, Icu=50kA, Iu=100A, In=100A | 485.3013 | 1
265722 | NZMN1-M100 | Circuit-breaker, 3-pole, motor protection, Icu=50kA, Iu=100A, In=100A | 434.5636 | 1
265718 | NZMN1-M40 | Circuit-breaker, 3-pole, motor protection, Icu=50kA, Iu=40A, In=40A | 451.472 | 1
112763 | NZMN1-M40-SVE | Circuit-breaker, 3-pole, motor protection, prepared for plug-in mount, Icu=50kA, Iu=40A, In=40A | 502.2223 | 1
265719 | NZMN1-M50 | Circuit-breaker, 3-pole, motor protection, Icu=50kA, Iu=50A, In=50A | 446.5801 | 1
112764 | NZMN1-M50-SVE | Circuit-breaker, 3-pole, motor protection, prepared for plug-in mount, Icu=50kA, Iu=50A, In=50A | 497.3304 | 1
265720 | NZMN1-M63 | Circuit-breaker, 3-pole, motor protection, Icu=50kA, Iu=63A, In=63A | 450.017 | 1
112765 | NZMN1-M63-SVE | Circuit-breaker, 3-pole, motor protection, prepared for plug-in mount, Icu=50kA, Iu=63A, In=63A | 500.7547 | 1
265721 | NZMN1-M80 | Circuit-breaker, 3-pole, motor protection, Icu=50kA, Iu=80A, In=80A | 431.8166 | 1
112766 | NZMN1-M80-SVE | Circuit-breaker, 3-pole, motor protection, prepared for plug-in mount, Icu=50kA, Iu=80A, In=80A | 482.5544 | 1
265735 | NZMN1-S100 | Circuit-breaker, 3pole, no overload release, Icu=50kA, In=100A | 368.962 | 1
112772 | NZMN1-S100-SVE | Circuit-breaker, 3pole, no overload release, prepared for plug-in mount, Icu=50kA, In=100A | 419.7875 | 1
265731 | NZMN1-S40 | Circuit-breaker, 3pole, no overload release, Icu=50kA, In=40A | 393.0828 | 1
112768 | NZMN1-S40-SVE | Circuit-breaker, 3pole, no overload release, prepared for plug-in mount, Icu=50kA, In=40A | 443.8331 | 1
265732 | NZMN1-S50 | Circuit-breaker, 3pole, no overload release, Icu=50kA, In=50A | 390.5992 | 1
112769 | NZMN1-S50-SVE | Circuit-breaker, 3pole, no overload release, prepared for plug-in mount, Icu=50kA, In=50A | 441.4248 | 1
265733 | NZMN1-S63 | Circuit-breaker, 3pole, no overload release, Icu=50kA, In=63A | 365.3495 | 1
281278 | NZMN1-S63-CNA | Circuit-breaker, 3-pole, no overload release, Icu=35kA, In=63A, UL standard | 414.0427 | 1
112770 | NZMN1-S63-SVE | Circuit-breaker, 3pole, no overload release, prepared for plug-in mount, Icu=50kA, In=63A | 416.1876 | 1
265734 | NZMN1-S80 | Circuit-breaker, 3pole, no overload release, Icu=50kA, In=80A | 365.5251 | 1
112771 | NZMN1-S80-SVE | Circuit-breaker, 3pole, no overload release, prepared for plug-in mount, Icu=50kA, In=80A | 416.3507 | 1
265858 | NZMN2-4-A125 | Circuit-breaker, 4pole, circ.protection, Icu=50kA, In=125A | 981.5154 | 1
113264 | NZMN2-4-A125-SVE | Circuit-breaker, 4pole, circ.protection, prepared for plug-in mount, Icu=50kA, In=125A | 1271.8182 | 1
265860 | NZMN2-4-A160 | Circuit-breaker, 4pole, circ.protection, Icu=50kA, In=160A | 974.8172 | 1
265861 | NZMN2-4-A160/100 | Circuit-breaker, 4pole, circ.protection, Icu=50kA, In=160A | 1010.5406 | 1
113267 | NZMN2-4-A160/100-SVE | Circuit-breaker, 4pole, circ.protection, prepared for plug-in mount, Icu=50kA, In=160A | 1311.4049 | 1
147393 | NZMN2-4-A160-BT | Circuit-breaker, 4pole, circ.protection, Icu=50kA, In=160A, box terminal | 536.679 | 1
113266 | NZMN2-4-A160-SVE | Circuit-breaker, 4pole, circ.protection, prepared for plug-in mount, Icu=50kA, In=160A | 1264.6935 | 1
265863 | NZMN2-4-A200 | Circuit-breaker, 4pole, circ.protection, Icu=50kA, In=200A | 979.7091 | 1
265864 | NZMN2-4-A200/125 | Circuit-breaker, 4pole, circ.protection, Icu=50kA, In=200A | 1014.7427 | 1
113270 | NZMN2-4-A200/125-SVE | Circuit-breaker, 4pole, circ.protection, prepared for plug-in mount, Icu=50kA, In=200A | 1306.6008 | 1
147394 | NZMN2-4-A200-BT | Circuit-breaker, 4pole, circ.protection, Icu=50kA, In=200A, box terminal | 550.3003 | 1
113269 | NZMN2-4-A200-SVE | Circuit-breaker, 4pole, circ.protection, prepared for plug-in mount, Icu=50kA, In=200A | 1269.5854 | 1
265866 | NZMN2-4-A250 | Circuit-breaker, 4pole, circ.protection, Icu=50kA, In=250A | 1015.0813 | 1
265867 | NZMN2-4-A250/160 | Circuit-breaker, 4pole, circ.protection, Icu=50kA, In=250A | 1014.5671 | 1
113273 | NZMN2-4-A250/160-SVE | Circuit-breaker, 4pole, circ.protection, prepared for plug-in mount, Icu=50kA, In=250A | 1307.6294 | 1
147395 | NZMN2-4-A250-BT | Circuit-breaker, 4pole, circ.protection, Icu=50kA, In=250A, box terminal | 573.085 | 1
113272 | NZMN2-4-A250-SVE | Circuit-breaker, 4pole, circ.protection, prepared for plug-in mount, Icu=50kA, In=250A | 1308.9088 | 1
107586 | NZMN2-4-A300 | Circuit-breaker, 4pole, circ.protection, Icu=50kA, In=300A | 1016.0346 | 1
107587 | NZMN2-4-A300/200 | Circuit-breaker, 4pole, circ.protection, Icu=50kA, In=300A | 980.9133 | 1
113010 | NZMN2-4AF250-BT-NA |  | 1182.384 | 1
265933 | NZMN2-4-VE100 | Circuit-breaker, 4pole, el.release, selective, Icu=50kA, In=100A | 1344.2189 | 1
147396 | NZMN2-4-VE100-BT | Circuit-breaker, 4pole, el.release, selective, Icu=50kA, In=100A, box terminal | 1501.1316 | 1
113275 | NZMN2-4-VE100-SVE | Circuit-breaker, 4pole, el.release, selective, prepared for plug-in mount, Icu=50kA, In=100A | 1610.9705 | 1
265935 | NZMN2-4-VE160 | Circuit-breaker, 4pole, el.release, selective, Icu=50kA, In=160A | 1610.9705 | 1
265936 | NZMN2-4-VE160/100 | Circuit-breaker, 4pole, el.release, selective, Icu=50kA, In=160A | 1658.0443 | 1
113278 | NZMN2-4-VE160/100-SVE | Circuit-breaker, 4pole, el.release, selective, prepared for plug-in mount, Icu=50kA, In=160A | 1982.3305 | 1
147397 | NZMN2-4-VE160-BT | Circuit-breaker, 4pole, el.release, selective, Icu=50kA, In=160A, box terminal | 1804.4961 | 1
113277 | NZMN2-4-VE160-SVE | Circuit-breaker, 4pole, el.release, selective, prepared for plug-in mount, Icu=50kA, In=160A | 1930.0263 | 1
265938 | NZMN2-4-VE250 | Circuit-breaker, 4pole, el.release, selective, Icu=50kA, In=250A | 2039.8652 | 1
265939 | NZMN2-4-VE250/160 | Circuit-breaker, 4pole, el.release, selective, Icu=50kA, In=250A | 2102.6303 | 1
113281 | NZMN2-4-VE250/160-SVE | Circuit-breaker, 4pole, el.release, selective, prepared for plug-in mount, Icu=50kA, In=250A | 2510.6033 | 1
147398 | NZMN2-4-VE250-BT | Circuit-breaker, 4pole, el.release, selective, Icu=50kA, In=250A, box terminal | 2285.6951 | 1
113280 | NZMN2-4-VE250-SVE | Circuit-breaker, 4pole, el.release, selective, prepared for plug-in mount, Icu=50kA, In=250A | 2447.8382 | 1
269224 | NZMN2-A100-NA | Circuit-breaker, 3-pole, circ.protection, Icu=35kA, In=100A, UL standard | 745.215 | 1
259091 | NZMN2-A125 | Circuit-breaker, 3pole, circ.protection, Icu=50kA, In=125A | 793.9048 | 1
174617 | NZMN2-A125-BT | Circuit-breaker, 3 p, 125A, box terminals | 833.6001 | #N/A
269225 | NZMN2-A125-NA | Circuit-breaker, 3-pole, circ.protection, Icu=35kA, In=125A, UL standard | 873.2953 | 1
113243 | NZMN2-A125-SVE | Circuit-breaker, 3pole, circ.protection, prepared for plug-in mount, Icu=50kA, In=125A | 1023.247 | 1
259092 | NZMN2-A160 | Circuit-breaker, 3pole, circ.protection, Icu=50kA, In=160A | 788.8373 | 1
269226 | NZMN2-A160-NA | Circuit-breaker, 3-pole, circ.protection, Icu=35kA, In=160A, UL standard | 867.7211 | 1
269226 | NZMN2-A160-NA | Circuit-breaker, 3-pole, circ.protection, Icu=35kA, In=160A, UL standard | 867.7211 | 1
113259 | NZMN2-A160-S5-10-SVE | #N/A | 1052.611 | 1
113244 | NZMN2-A160-SVE | Circuit-breaker, 3pole, circ.protection, prepared for plug-in mount, Icu=50kA, In=160A | 1017.7531 | 1
259093 | NZMN2-A200 | Circuit-breaker, 3pole, circ.protection, Icu=50kA, In=200A | 792.5251 | 1
269227 | NZMN2-A200-NA | Circuit-breaker, 3-pole, circ.protection, Icu=35kA, In=200A, UL standard | 871.7776 | 1
113260 | NZMN2-A200-S5-10-SVE | #N/A | 1027.5369 | 1
113245 | NZMN2-A200-SVE | Circuit-breaker, 3pole, circ.protection, prepared for plug-in mount, Icu=50kA, In=200A | 1021.5286 | 1
259094 | NZMN2-A250 | Circuit-breaker, 3pole, circ.protection, Icu=50kA, In=250A | 818.7155 | 1
271106 | NZMN2-A250-NA | Circuit-breaker, 3-pole, circ.protection, Icu=35kA, In=250A, UL standard | 900.5871 | 1
113261 | NZMN2-A250-S5-10-SVE | #N/A | 1057.4151 | 1
113246 | NZMN2-A250-SVE | Circuit-breaker, 3pole, circ.protection, prepared for plug-in mount, Icu=50kA, In=250A | 1051.0681 | 1
107580 | NZMN2-A300 | Circuit-breaker, 3pole, circ.protection, Icu=50kA, In=300A | 819.4932 | 1
269185 | NZMN2-AF150-NA | Circuit-breaker, 3-pole, circ.protection, Icu=35kA, In=150A, fixed Ir, UL standard | 901.4425 | 1
265723 | NZMN2-M125 | Circuit-breaker, 3pole, motor protection, Icu=50kA, In=125A | 793.9048 | 1
113250 | NZMN2-M125-SVE | Circuit-breaker, 3pole, motor protection, prepared for plug-in mount, Icu=50kA, In=125A | 1023.247 | 1
265724 | NZMN2-M160 | Circuit-breaker, 3pole, motor protection, Icu=50kA, In=160A | 788.8373 | 1
113251 | NZMN2-M160-SVE | Circuit-breaker, 3pole, motor protection, prepared for plug-in mount, Icu=50kA, In=160A | 1017.7531 | 1
265725 | NZMN2-M200 | Circuit-breaker, 3pole, motor protection, Icu=50kA, In=200A | 793.3028 | 1
113252 | NZMN2-M200-SVE | Circuit-breaker, 3pole, motor protection, prepared for plug-in mount, Icu=50kA, In=200A | 1022.645 | 1
265779 | NZMN2-ME140 | Circuit-breaker, 3pole, motor protection, Icu=50kA, In=140A | 1474.9795 | 1
113257 | NZMN2-ME140-SVE | Circuit-breaker, 3pole, motor protection, prepared for plug-in mount, Icu=50kA, In=140A | 1809.7266 | 1
265780 | NZMN2-ME220 | Circuit-breaker, 3pole, motor protection, Icu=50kA, In=220A | 1877.7221 | 1
113258 | NZMN2-ME220-SVE | Circuit-breaker, 3pole, motor protection, prepared for plug-in mount, Icu=50kA, In=220A | 2301.3864 | 1
265778 | NZMN2-ME90 | Circuit-breaker, 3pole, motor protection, Icu=50kA, In=90A | 1229.1495 | 1
113256 | NZMN2-ME90-SVE | Circuit-breaker, 3pole, motor protection, prepared for plug-in mount, Icu=50kA, In=90A | 1506.362 | 1
265739 | NZMN2-S125 | Circuit-breaker, 3pole, no overload release, Icu=50kA, In=125A | 765.2182 | 1
113253 | NZMN2-S125-SVE | Circuit-breaker, 3pole, no overload release, prepared for plug-in mount, Icu=50kA, In=125A | 988.7278 | 1
265740 | NZMN2-S160 | Circuit-breaker, 3pole, no overload release, Icu=50kA, In=160A | 765.2182 | 1
113254 | NZMN2-S160-SVE | Circuit-breaker, 3pole, no overload release, prepared for plug-in mount, Icu=50kA, In=160A | 988.7278 | 1
265741 | NZMN2-S200 | Circuit-breaker, 3pole, no overload release, Icu=50kA, In=200A | 765.8203 | 1
113255 | NZMN2-S200-SVE | Circuit-breaker, 3pole, no overload release, prepared for plug-in mount, Icu=50kA, In=200A | 989.7563 | 1
102479 | NZMN2-S250-CNA | Circuit-breaker, 3-pole, no overload release, Icu=35kA, In=250A, UL standard | 833.9933 | 1
259122 | NZMN2-VE100 | Circuit-breaker, 3pole, el.release, selective, Icu=50kA, In=100A | 1119.3107 | 1
147390 | NZMN2-VE100-BT | Circuit-breaker, 3pole, el.release, selective, Icu=50kA, In=100A, box terminal | 1250.0712 | 1
113247 | NZMN2-VE100-SVE | Circuit-breaker, 3pole, el.release, selective, prepared for plug-in mount, Icu=50kA, In=100A | 1344.2189 | 1
259123 | NZMN2-VE160 | Circuit-breaker, 3pole, el.release, selective, Icu=50kA, In=160A | 1344.2189 | 1
147391 | NZMN2-VE160-BT | Circuit-breaker, 3pole, el.release, selective, Icu=50kA, In=160A, box terminal | 1501.1316 | 1
113248 | NZMN2-VE160-SVE | Circuit-breaker, 3pole, el.release, selective, prepared for plug-in mount, Icu=50kA, In=160A | 1610.9705 | 1
259124 | NZMN2-VE250 | Circuit-breaker, 3pole, el.release, selective, Icu=50kA, In=250A | 1699.8877 | 1
147392 | NZMN2-VE250-BT | Circuit-breaker, 3pole, el.release, selective, Icu=50kA, In=250A, box terminal | 1903.8742 | 1
113249 | NZMN2-VE250-SVE | Circuit-breaker, 3pole, el.release, selective, prepared for plug-in mount, Icu=50kA, In=250A | 2039.8652 | 1
158260 | NZMN3-4-A250 | Circuit-breaker, 4pole, circ.protection, Icu=50kA, In=250A | 1307.2021 | 1
109694 | NZMN3-4-A320 | Circuit-breaker, 4pole, circ.protection, Icu=50kA, In=320A | 1306.1076 | 1
109695 | NZMN3-4-A320/200 | Circuit-breaker, 4pole, circ.protection, Icu=50kA, In=320A, N=60% | 1676.93 | 1
113533 | NZMN3-4-A320/200-AVE | Circuit-breaker, 4pole, circ.protection, Icu=50kA, In=320A, N=60%, prepared for withdrawable mount | 1503.0478 | 1
168509 | NZMN3-4-A320/200-SVE | Circuit-breaker, 4pole, circ.protection, prepared for plug-in mount, Icu=50kA, In=320A | 1149.2038 | 1
113532 | NZMN3-4-A320-AVE | Circuit-breaker, 4pole, circ.protection, Icu=50kA, In=320A, prepared for withdrawable mounting | 1502.4287 | 1
168508 | NZMN3-4-A320-SVE | Circuit-breaker, 4pole, circ.protection, prepared for plug-in mount, Icu=50kA, In=320A | 1148.7084 | 1
109696 | NZMN3-4-A400 | Circuit-breaker, 4pole, circ.protection, Icu=50kA, In=400A | 1680.7055 | 1
109697 | NZMN3-4-A400/250 | Circuit-breaker, 4pole, circ.protection, Icu=50kA, In=400A, N=60% | 1676.8422 | 1
113535 | NZMN3-4-A400/250-AVE | Circuit-breaker, 4pole, circ.protection, Icu=50kA, In=400A, N=60%, prepared for withdrawable mount | 1502.9859 | 1
168511 | NZMN3-4-A400/250-SVE | Circuit-breaker, 4pole, circ.protection, prepared for plug-in mount, Icu=50kA, In=400A | 1149.018 | 1
113534 | NZMN3-4-A400-AVE | Circuit-breaker, 4pole, circ.protection, Icu=50kA, In=400A, prepared for withdrawable mounting | 1502.7382 | 1
168510 | NZMN3-4-A400-SVE |  | 2827.8502 | 1
109698 | NZMN3-4-A500 | Circuit-breaker, 4pole, circ.protection, Icu=50kA, In=500A | 1710.7594 | 1
109699 | NZMN3-4-A500/320 | Circuit-breaker, 4pole, circ.protection, Icu=50kA, In=500A, N=60% | 1703.2835 | 1
113537 | NZMN3-4-A500/320-AVE | Circuit-breaker, 4pole, circ.protection, Icu=50kA, In=500A, N=60%, prepared for withdrawable mount | 1505.4006 | 1
168513 | NZMN3-4-A500/320-SVE | Circuit-breaker, 4pole, circ.protection, prepared for plug-in mount, Icu=50kA, In=500A | 1151.4946 | 1
113536 | NZMN3-4-A500-AVE | Circuit-breaker, 4pole, circ.protection, Icu=50kA, In=500A, prepared for withdrawable mounting | 1506.1436 | 1
168512 | NZMN3-4-A500-SVE | Circuit-breaker, 4pole, circ.protection, prepared for plug-in mount, Icu=50kA, In=500A | 1152.4233 | 1
265891 | NZMN3-4-AE400 | Circuit-breaker, 4pole, circ.protection, Icu=50kA, In=400A | 2630.9031 | 1
265892 | NZMN3-4-AE400/250 | Circuit-breaker, 4pole, circ.protection, Icu=50kA, In=400A | 2829.6592 | 1
113542 | NZMN3-4-AE400/250-AVE | Circuit-breaker, 4pole, circ.protection, Icu=50kA, In=400A, N=60%, prepared for withdrawable mount | 3928.0481 | 1
113539 | NZMN3-4-AE400/250-T-AVE | Circuit-breaker, 4pole, circ.protection, Icu=50kA, In=400A, N=60%, earth-fault trip, withdrawable | 5716.853 | 1
113538 | NZMN3-4-AE400-T-AVE | Circuit-breaker, 4pole, circ.protection, Icu=50kA, In=400A, earth-fault trip withdrawable mounting | 5622.7054 | 1
265894 | NZMN3-4-AE630 | Circuit-breaker, 4pole, circ.protection, Icu=50kA, In=630A | 3378.8536 | 1
265895 | NZMN3-4-AE630/400 | Circuit-breaker, 4pole, circ.protection, Icu=50kA, In=630A | 3635.1444 | 1
113544 | NZMN3-4-AE630/400-AVE | Circuit-breaker, 4pole, circ.protection, Icu=50kA, In=630A, N=60%, prepared for withdrawable mount | 5047.3588 | 1
113541 | NZMN3-4-AE630/400-T-AVE | Circuit-breaker, 4pole, circ.protection, Icu=50kA, In=630A, N=60%, earth-fault trip, withdrawable | 7223.215 | 1
113540 | NZMN3-4-AE630-T-AVE | Circuit-breaker, 4pole, circ.protection, Icu=50kA, In=630A, earth-fault trip withdrawable mounting | 7102.9153 | 1
265957 | NZMN3-4-VE400 | Circuit-breaker, 4pole, el.release, selective, Icu=50kA, In=400A | 2862.0878 | 1
265958 | NZMN3-4-VE400/250 | Circuit-breaker, 4pole, el.release, selective, Icu=50kA, In=400A | 3153.9454 | 1
113546 | NZMN3-4-VE400/250-AVE | Circuit-breaker, 4pole, el.release, selective, Icu=50kA, In=400A, N=60%, prepared for withdrawable | 4372.6341 | 1
168514 | NZMN3-4-VE400/250-SVE | Circuit-breaker, 4pole, el.release, selective, prepared for plug-in mount, Icu=50kA, In=400A | 3760.6746 | 1
168506 | NZMN3-4-VE400-SVE | Circuit-breaker, 4pole, el.release, selective, prepared for plug-in mount, Icu=50kA, In=400A | 3671.7574 | 1
150147 | NZMN3-4-VE400-T | Circuit-breaker, 4pole, el.release, selective, Icu=50kA, In=400A, earth-fault trip | 4126.8042 | 1
119902 | NZMN3-4-VE400-T-AVE | Circuit-breaker, 4pole, el.release, selective, earth-fault trip, Icu=50kA, In=400A, withdrawable | 5350.7233 | 1
265960 | NZMN3-4-VE630 | Circuit-breaker, 4pole, el.release, selective, Icu=50kA, In=630A | 3615.2688 | 1
265961 | NZMN3-4-VE630/400 | Circuit-breaker, 4pole, el.release, selective, Icu=50kA, In=630A | 3980.3524 | 1
113548 | NZMN3-4-VE630/400-AVE | Circuit-breaker, 4pole, el.release, selective, Icu=50kA, In=630A, N=60%, prepared for withdrawable | 5528.5578 | 1
168515 | NZMN3-4-VE630/400-SVE | Circuit-breaker, 4pole, el.release, selective, prepared for plug-in mount, Icu=50kA, In=630A | 4754.4551 | 1
168507 | NZMN3-4-VE630-SVE | Circuit-breaker, 4pole, el.release, selective, prepared for plug-in mount, Icu=50kA, In=630A | 4639.3857 | 1
150148 | NZMN3-4-VE630-T | Circuit-breaker, 4pole, el.release, selective, Icu=50kA, In=630A, earth-fault trip | 5214.7323 | 1
119903 | NZMN3-4-VE630-T-AVE | Circuit-breaker, 4pole, el.release, selective, earth-fault trip, Icu=50kA, In=630A, withdrawable | 6762.9377 | 1
109668 | NZMN3-A250 |  | 1100.8651 | 1
174618 | NZMN3-A250-BT | Circuit-breaker, 3 p, 250A, box terminals | 1155.9083 | #N/A
109669 | NZMN3-A320 | Circuit-breaker, 3pole, circ.protection, Icu=50kA, In=320A | 1216.5234 | 1
168486 | NZMN3-A320-SVE | Circuit-breaker, 3pole, circ.protection, prepared for plug-in mount, Icu=50kA, In=320A | 3126.1484 | 1
109670 | NZMN3-A400 | Circuit-breaker, 3pole, circ.protection, Icu=50kA, In=400A | 1268.9332 | 1
168487 | NZMN3-A400-SVE | Circuit-breaker, 3pole, circ.protection, prepared for plug-in mount, Icu=50kA, In=400A | 3126.1484 | 1
109671 | NZMN3-A500 | Circuit-breaker, 3pole, circ.protection, Icu=50kA, In=500A | 1368.4143 | 1
168488 | NZMN3-A500-SVE | Circuit-breaker, 3pole, circ.protection, prepared for plug-in mount, Icu=50kA, In=500A | 3775.1904 | 1
259113 | NZMN3-AE250 | Circuit-breaker, 3pole, circ.protection, Icu=50kA, In=250A | 1924.7959 | 1
113527 | NZMN3-AE250-T-AVE | Circuit-breaker, 3pole, circ.protection, Icu=50kA, In=250A, earth-fault trip, withdrawable mounting | 3912.3569 | 1
259114 | NZMN3-AE400 | Circuit-breaker, 3pole, circ.protection, Icu=50kA, In=400A | 2191.5475 | 1
269300 | NZMN3-AE400-NA | Circuit-breaker, 3-pole, circ.protection, Icu=42kA, In=400A, UL standard | 2970.8806 | 1
113528 | NZMN3-AE400-T-AVE | Circuit-breaker, 3pole, circ.protection, Icu=50kA, In=400A, earth-fault trip, withdrawable mounting | 4461.5513 | 1
269301 | NZMN3-AE600-NA | Circuit-breaker, 3-pole, circ.protection, Icu=42kA, In=600A, UL standard | 3823.4397 | 1
259115 | NZMN3-AE630 | Circuit-breaker, 3pole, circ.protection, Icu=50kA, In=630A | 2819.1983 | 1
113093 | NZMN3-AE630-T-AVE | Circuit-breaker, 3pole, circ.protection, Icu=50kA, In=630A, earth-fault trip, withdrawable mounting | 5633.1662 | 1
265781 | NZMN3-ME220 | Circuit-breaker, 3pole, motor protection, Icu=50kA, In=220A | 2515.8338 | 1
168483 | NZMN3-ME220-SVE | Circuit-breaker, 3-pole, motor protection, prepared for plug-in mount, Icu=50kA, In=220A | 3017.9544 | 1
265782 | NZMN3-ME350 | Circuit-breaker, 3pole, motor protection, Icu=50kA, In=350A | 2651.8248 | 1
168484 | NZMN3-ME350-SVE | Circuit-breaker, 3-pole, motor protection, prepared for plug-in mount, Icu=50kA, In=350A | 3180.0976 | 1
284468 | NZMN3-ME450 | Circuit-breaker, 3pole, motor protection, Icu=50kA, In=450A | 3017.9544 | 1
168485 | NZMN3-ME450-SVE | Circuit-breaker, 3-pole, motor protection, prepared for plug-in mount, Icu=50kA, In=450A | 3619.4531 | 1
109680 | NZMN3-S250 | Circuit-breaker, 3pole, no overload release, Icu=50kA, In=250A | 1329.091 | 1
113523 | NZMN3-S250-AVE | Circuit-breaker, 3pole, no overload release, Icu=50kA, In=250A, withdrawable mounting | 1233.6558 | 1
168489 | NZMN3-S250-SVE | Circuit-breaker, 3pole, no overload release, prepared for plug-in mount, Icu=50kA, In=250A | 892.9377 | 1
109681 | NZMN3-S320 | Circuit-breaker, 3pole, no overload release, Icu=50kA, In=320A | 1329.091 | 1
113524 | NZMN3-S320-AVE | Circuit-breaker, 3pole, no overload release, Icu=50kA, In=320A, withdrawable mounting | 1233.6558 | 1
168490 | NZMN3-S320-SVE | Circuit-breaker, 3pole, no overload release, prepared for plug-in mount, Icu=50kA, In=320A | 892.9377 | 1
109682 | NZMN3-S400 | Circuit-breaker, 3pole, no overload release, Icu=50kA, In=400A | 1329.091 | 1
113525 | NZMN3-S400-AVE | Circuit-breaker, 3pole, no overload release, Icu=50kA, In=400A, withdrawable mounting | 1233.5939 | 1
168491 | NZMN3-S400-SVE | Circuit-breaker, 3pole, no overload release, prepared for plug-in mount, Icu=50kA, In=400A | 892.9377 | 1
109683 | NZMN3-S500 | Circuit-breaker, 3pole, no overload release, Icu=50kA, In=500A | 1329.091 | 1
113526 | NZMN3-S500-AVE | Circuit-breaker, 3pole, no overload release, Icu=50kA, In=500A, withdrawable mounting | 1233.5939 | 1
168492 | NZMN3-S500-SVE | Circuit-breaker, 3pole, no overload release, prepared for plug-in mount, Icu=50kA, In=500A | 892.9377 | 1
269342 | NZMN3-SE350-CNA | Circuit-breaker, 3-pole, motor protection, no overload release, Icu=42kA, In=350A, UL standard | 4194.7997 | 1
259131 | NZMN3-VE250 | Circuit-breaker, 3pole, el.release, selective, Icu=50kA, In=250A | 2092.1694 | 1
168480 | NZMN3-VE250-SVE | Circuit-breaker, 3pole, el.release, selective, prepared for plug-in mount, Icu=50kA, In=250A | 2683.2073 | 1
113529 | NZMN3-VE250-T-AVE | #N/A | 3912.3569 | 1
259132 | NZMN3-VE400 | Circuit-breaker, 3pole, el.release, selective, Icu=50kA, In=400A | 2385.0732 | 1
168481 | NZMN3-VE400-SVE | Circuit-breaker, 3pole, el.release, selective, prepared for plug-in mount, Icu=50kA, In=400A | 3059.7978 | 1
113530 | NZMN3-VE400-T-AVE | Circuit-breaker, 3pole, el.release, selective, earth-fault trip, Icu=50kA, In=400A, withdrawable | 4461.5513 | 1
259133 | NZMN3-VE630 | Circuit-breaker, 3pole, el.release, selective, Icu=50kA, In=630A | 3012.724 | 1
168482 | NZMN3-VE630-SVE | Circuit-breaker, 3pole, el.release, selective, prepared for plug-in mount, Icu=50kA, In=630A | 3865.283 | 1
113531 | NZMN3-VE630-T-AVE | Circuit-breaker, 3pole, el.release, selective, earth-fault trip, Icu=50kA, In=630A, withdrawable | 5633.1662 | 1
265912 | NZMN4-4-AE1000 | Circuit-breaker, 4pole, circ.protection, Icu=50kA, In=1000A | 5873.7657 | 1
265913 | NZMN4-4-AE1000/630 | Circuit-breaker, 4pole, circ.protection, Icu=50kA, In=1000A | 6313.1213 | 1
265915 | NZMN4-4-AE1250 | Circuit-breaker, 4pole, circ.protection, Icu=50kA, In=1250A | 7155.2195 | 1
265916 | NZMN4-4-AE1250/800 | Circuit-breaker, 4pole, circ.protection, Icu=50kA, In=1250A | 7693.9531 | 1
265918 | NZMN4-4-AE1600 | Circuit-breaker, 4pole, circ.protection, Icu=50kA, In=1600A | 10345.7779 | 1
265919 | NZMN4-4-AE1600/1000 | Circuit-breaker, 4pole, circ.protection, Icu=50kA, In=1600A | 11119.8806 | 1
265909 | NZMN4-4-AE800 | Circuit-breaker, 4pole, circ.protection, Icu=50kA, In=800A | 4529.5468 | 1
265910 | NZMN4-4-AE800/500 | Circuit-breaker, 4pole, circ.protection, Icu=50kA, In=800A | 4869.5244 | 1
265978 | NZMN4-4-VE1000 | Circuit-breaker, 4pole, el.release, selective, Icu=50kA, In=1000A | 6276.5083 | 1
265979 | NZMN4-4-VE1000/630 | Circuit-breaker, 4pole, el.release, selective, Icu=50kA, In=1000A | 6909.3896 | 1
265981 | NZMN4-4-VE1250 | Circuit-breaker, 4pole, el.release, selective, Icu=50kA, In=1250A | 7845.6354 | 1
265982 | NZMN4-4-VE1250/800 | Circuit-breaker, 4pole, el.release, selective, Icu=50kA, In=1250A | 8635.4294 | 1
265984 | NZMN4-4-VE1600 | Circuit-breaker, 4pole, el.release, selective, Icu=50kA, In=1600A | 11506.9319 | 1
265985 | NZMN4-4-VE1600/1000 | Circuit-breaker, 4pole, el.release, selective, Icu=50kA, In=1600A | 12668.086 | 1
265975 | NZMN4-4-VE800 | Circuit-breaker, 4pole, el.release, selective, Icu=50kA, In=800A | 4970.9946 | 1
265976 | NZMN4-4-VE800/500 | Circuit-breaker, 4pole, el.release, selective, Icu=50kA, In=800A | 5471.0231 | 1
265760 | NZMN4-AE1000 | Circuit-breaker, 3pole, circ.protection, Icu=50kA, In=1000A | 4696.9204 | 1
265761 | NZMN4-AE1250 | Circuit-breaker, 3pole, circ.protection, Icu=50kA, In=1250A | 5722.0834 | 1
265762 | NZMN4-AE1600 | Circuit-breaker, 3pole, circ.protection, Icu=50kA, In=1600A | 8274.5301 | 1
265758 | NZMN4-AE630 | Circuit-breaker, 3pole, circ.protection, Icu=50kA, In=630A | 3263.7843 | 1
265759 | NZMN4-AE800 | Circuit-breaker, 3pole, circ.protection, Icu=50kA, In=800A | 3624.6836 | 1
265785 | NZMN4-ME1400 | Circuit-breaker, 3pole, motor protection, Icu=50kA, In=1400A | 11569.697 | 1
265783 | NZMN4-ME550 | Circuit-breaker, 3pole, motor protection, Icu=50kA, In=550A | 4529.5468 | 1
265784 | NZMN4-ME875 | Circuit-breaker, 3pole, motor protection, Icu=50kA, In=875A | 7228.4454 | 1
265770 | NZMN4-VE1000 | Circuit-breaker, 3pole, el.release, selective, Icu=50kA, In=1000A | 5021.2067 | 1
121424 | NZMN4-VE1000-AVE | Circuit-breaker, 3p, 1000A, withdrawable unit | 3822.8446 | #N/A
265771 | NZMN4-VE1250 | Circuit-breaker, 3pole, el.release, selective, Icu=50kA, In=1250A | 6276.5083 | 1
121425 | NZMN4-VE1250-AVE | Circuit-breaker, 3p, 1250A, withdrawable unit | 4112.178 | 1
265772 | NZMN4-VE1600 | Circuit-breaker, 3pole, el.release, selective, Icu=50kA, In=1600A | 9205.5455 | 1
121426 | NZMN4-VE1600-AVE | Circuit-breaker, 3p, 1600A, withdrawable unit | 4134.0388 | 1
265768 | NZMN4-VE630 | Circuit-breaker, 3pole, el.release, selective, Icu=50kA, In=630A | 3556.6881 | 1
121422 | NZMN4-VE630-AVE | Circuit-breaker, 3p, 630A, withdrawable unit | 3815.5577 | #N/A
265769 | NZMN4-VE800 | Circuit-breaker, 3pole, el.release, selective, Icu=50kA, In=800A | 3975.1219 | 1
121423 | NZMN4-VE800-AVE | Circuit-breaker, 3p, 800A, withdrawable unit | 3814.8433 | 1
281587 | NZM-XBZ1000 | Bowden cables for mech.interlock, Dist=600-1000mm | 84.9309 | 1
281585 | NZM-XBZ225 | Bowden cables for mech.interlock, Dist=90-225mm | 47.2883 | 1
281586 | NZM-XBZ600 | Bowden cables for mech.interlock, Dist=225-600mm | 71.0078 | 1
229413 | NZM-XCM | Capacitor unit for opening release for meshed networks | 289.081 | 1
260217 | NZM-XDMI612 | Data Management Interface (DMI) module for NZM2…4 | 1873.9355 | 1
260755 | NZM-XDMI-CAB | Connection cable, NZM and DMI module | 353.4961 | 1
270333 | NZM-XDMI-DPV1 | PROFIBUS-DPV1 extended module for NZM2…4 | 847.4021 | 1
180429 | NZM-XRS | Control circuit plug screw terminal for remote operator | 20.9273 | 1
266739 | NZM-XSTK | Terminal for control circuits, box | 14.2367 | 1
135530 | NZM-XSWD-704 | Module for direct connection of MCCBs NZM2/3/4 into SmartWire-DT | 863.144 | 1
139789 | OPTAF | Basic I/O card 2DI, 2RO(NO/NC), 1PTC | 369.6166 | 1
125710 | OPTC6 | Interface CANopen (slave) | 606.7291 | 1
134180 | OPTDRA-02L | Mounting kit for KEYPAD - SLX | 295.6061 | 1
129020 | OPTN12FR4 | Conversion Kit | 292.9037 | 1
139775 | OPTN12FR5 | Conversion Kit | 509.0946 | 1
139776 | OPTN12FR6 | Conversion Kit | 613.703 | 1
126868 | OPTRMT-KIT | Mounting kit | 285.9298 | 1
139777 | OPTTHR4 | Flange Kit | 188.2952 | 1
139778 | OPTTHR5 | Flange Kit | 188.2952 | 1
139779 | OPTTHR6 | Flange Kit | 188.2952 | 1
139780 | OPTTHR7 | Flange Kit | 188.2952 | 1
139781 | OPTTHR8 | Flange Kit | 188.2952 | 1
139782 | OPTTHR9 | Flange Kit | 230.1386 | 1
139783 | OPTTHRFR4 | Flange Kit | 258.0342 | 1
139784 | OPTTHRFR5 | Flange Kit | 265.0081 | 1
139785 | OPTTHRFR6 | Flange Kit | 285.9298 | 1
172844 | P1/P3-M400 | Rear mounting shaft P1,P3, 400 mm | 16.2342 | 1
172845 | P1/P3-M600 | Rear mounting shaft P1,P3, 600 mm | 9.9064 | 1
38724 | P1-25/E | On/Off switch, 3-pole, 25A | 33.7751 | 1
45998 | P1-25/E/HI11 | On/Off switch, 3-pole+1no1nc, 25A | 52.0962 | 1
76845 | P1-25/E/N | On/Off switch, 3+N-pole, 25A | 45.5906 | 1
50965 | P1-25/E/SVA(A) | Switch with locking mechanism KSM1, 3-pole, 25A | 118.3607 | 1
50966 | P1-25/E/SVA(S) | Switch with locking mechanism KSM1, 3-pole, 25A | 118.3607 | 1
50967 | P1-25/E/SVA(S)-RT | Switch with locking mechanism KSM1, 3-pole, 25A | 118.3607 | 1
110197 | P1-25/E/SVB | Main switch, 3-pole, 25A | 51.0805 | 1
44974 | P1-25/E/SVC(S)-RT | Switch with locking mechanism KSM1, 3-pole, 25A | 63.5003 | 1
41097 | P1-25/EA/SVB | Main switch, 3-pole, 25A | 52.7905 | 1
12464 | P1-25/EA/SVB/2HI11 | Main switch, 3-pole+2no2nc, 25A | 90.2684 | 1
91080 | P1-25/EA/SVB/HI11 | Main switch, 3-pole+1no1nc, 25A | 71.3044 | 1
81587 | P1-25/EA/SVB/N | Main switch, 3+N-pole, 25A | 64.0403 | 1
48367 | P1-25/EA/SVB/N/HI11 | Main switch, 3+N-pole+1no1nc, 25A | 83.6985 | 1
48365 | P1-25/EA/SVB-SW | Main switch, 3-pole, 25A | 51.9419 | 1
14822 | P1-25/EA/SVB-SW/2HI11 | Main switch, 3-pole+2no2nc, 25A | 90.2684 | 1
70194 | P1-25/EA/SVB-SW/HI11 | Main switch, 3-pole+1no1nc, 25A | 70.623 | 1
83960 | P1-25/EA/SVB-SW/N | Main switch, 3+N-pole, 25A | 64.0403 | 1
50740 | P1-25/EA/SVB-SW/N/HI11 | Main switch, 3+N-pole+1no1nc, 25A | 83.6985 | 1
2388 | P1-25/E-RT | On/Off switch, 3-pole, 25A | 32.1294 | 1
2600 | P1-25/E-RT/HI11 | On/Off switch, 3-pole+1z1v, 25A | 51.5691 | 1
2425 | P1-25/E-RT/N | On/Off switch, 3+N-pole, 25A | 45.1406 | 1
41250 | P1-25/EZ | On/Off switch, 3-pole, 25A | 33.7494 | 1
48371 | P1-25/EZ/HI11 | On/Off switch, 3-pole+1no1nc, 25A | 53.2019 | 1
79218 | P1-25/EZ/N | On/Off switch, 3+N-pole, 25A | 46.9663 | 1
233991 | P1-25/I1 | On/Off switch, 25A | 46.2206 | 1
233987 | P1-25/I1/SVB | Main switch, 3-pole, 25A | 55.3747 | 1
233988 | P1-25/I1/SVB-SW | Main switch, 25A | 55.3747 | 1
207299 | P1-25/I2 | On/Off switch, 3-pole, 25A | 55.2461 | 1
207302 | P1-25/I2/HI11 | On/Off switch, 3-pole+1no1nc, 25A | 75.0972 | 1
207303 | P1-25/I2/N | On/Off switch, 3+N-pole, 25A | 68.3859 | 1
207304 | P1-25/I2/SVA(A) | Switch with locking mechanism KSM1, 3-pole, 25A | 139.1761 | 1
207305 | P1-25/I2/SVA(S) | Switch with locking mechanism KSM1, 3-pole, 25A | 139.1761 | 1
207306 | P1-25/I2/SVA(S)-RT | Switch with locking mechanism KSM1, 3-pole, 25A | 137.7747 | 1
207293 | P1-25/I2/SVB | Main switch, 3-pole, 25A | 63.6289 | 1
207297 | P1-25/I2/SVB/HI11 | Main switch, 3-pole+1no1nc, 25A | 83.8785 | 1
255888 | P1-25/I2/SVB/HI11-NA | #N/A | 91.4255 | 1
207298 | P1-25/I2/SVB/N | Main switch, 3+N-pole, 25A | 76.3058 | 1
255886 | P1-25/I2/SVB-NA | #N/A | 69.6716 | 1
207294 | P1-25/I2/SVB-SW | Main switch, 3-pole, 25A | 63.6417 | 1
207295 | P1-25/I2/SVB-SW/HI11 | Main switch, 3-pole+1no1nc, 25A | 83.7628 | 1
255889 | P1-25/I2/SVB-SW/HI11-NA | #N/A | 91.4255 | 1
207296 | P1-25/I2/SVB-SW/N | Main switch, 3+N-pole, 25A | 76.3058 | 1
255885 | P1-25/I2/SVB-SW-NA | #N/A | 69.6716 | 1
207307 | P1-25/I2/SVC(S)-RT | Switch with locking mechanism KSM1, 3-pole, 25A | 85.9999 | 1
226898 | P1-25/I2H | On/Off switch, 3-pole, 25A | 55.2461 | 1
226899 | P1-25/I2H/HI11 | On/Off switch, 3-pole+1no1nc, 25A | 74.3515 | 1
226901 | P1-25/I2H/N | On/Off switch, 3+N-pole, 25A | 67.7045 | 1
226900 | P1-25/I2H/SVB | Main switch, 3-pole, 25A | 63.6417 | 1
226902 | P1-25/I2H/SVB/HI11 | Main switch, 3-pole+1no1nc, 25A | 83.7885 | 1
227860 | P1-25/I2H/SVB/N | Main switch, 3+N-pole, 25A | 76.3058 | 1
227861 | P1-25/I2H/SVB-SW | Main switch, 3-pole, 25A | 64.2846 | 1
227862 | P1-25/I2H/SVB-SW/HI11 | Main switch, 3-pole+1no1nc, 25A | 82.9528 | 1
227863 | P1-25/I2H/SVB-SW/N | Main switch, 3+N-pole, 25A | 77.0772 | 1
227864 | P1-25/I2H-RT | On/Off switch, 3-pole, 25A | 55.2461 | 1
227865 | P1-25/I2H-RT/N | On/Off switch, 3+N-pole, 25A | 68.3859 | 1
255884 | P1-25/I2-NA | #N/A | 60.1189 | 1
207300 | P1-25/I2-RT | On/Off switch, 3-pole, 25A | 55.2461 | 1
255887 | P1-25/I2-RT-NA | #N/A | 60.1189 | 1
207308 | P1-25/I2-SI | Safety switch with warning label, 3-pole, 25A | 83.2356 | 1
207310 | P1-25/I2-SI/HI11 | Safety switch with warning label, 3-pole+1no1nc, 25A | 103.3953 | 1
207311 | P1-25/I2-SI/HI11-SW | Safety switch with warning label, 3-pole+1no1nc, 25A | 101.5953 | 1
207312 | P1-25/I2-SI/N | Safety switch with warning label, 3+N-pole, 25A | 95.424 | 1
207313 | P1-25/I2-SI/N-SW | Safety switch with warning label, 3+N-pole, 25A | 95.424 | 1
207309 | P1-25/I2-SI-SW | Safety switch with warning label, 3-pole, 25A | 82.4128 | 1
52962 | P1-25/IVS | On/Off switch, 3-pole, 25A | 37.9922 | 1
53117 | P1-25/IVS/HI11 | On/Off switch, 3-pole+1no1nc, 25A | 57.6375 | 1
83964 | P1-25/IVS/N | On/Off switch, 3+N-pole, 25A | 51.0034 | 1
13140 | P1-25/IVS-RT | On/Off switch, 3-pole, 25A | 37.9922 | 1
17886 | P1-25/IVS-RT/N | On/Off switch, 3+N-pole, 25A | 50.4891 | 1
172772 | P1-25/M4/K1-PG | Main switch, 3-pole, 25A, with metal shaft 400 mm | 140.1755 | 1
172776 | P1-25/M4/K1-PG/HI11 | Main switch, 3pole+1no1nc, 25A, with metal shaft 400 mm | 154.9732 | 1
172774 | P1-25/M4/K1-PG/N | Main switch, 3+N-pole, 25A, with metal shaft 400 mm | 149.3389 | 1
172864 | P1-25/M4/K1-PG/N/HI11 | Main switch, 3+N-pole+1no1nc, 25A, with metal shaft 400 mm | 164.2604 | 1
172771 | P1-25/M4/K1-PR | Main switch, 3-pole, 25A, with metal shaft 400 mm | 220.5411 | 1
172775 | P1-25/M4/K1-PR/HI11 | Main switch, 3pole+1no1nc, 25A, with metal shaft 400 mm | 235.2769 | 1
172773 | P1-25/M4/K1-PR/N | Main switch, 3+N-pole, 25A, with metal shaft 400 mm | 229.7045 | 1
172777 | P1-25/M4/K1-PR/N/HI11 | Main switch, 3+N-pole+1no1nc, 25A, with metal shaft 400 mm | 244.626 | 1
172875 | P1-25/M4/SVB | Main switch, 3-pole, 25A, with metal shaft 400 mm | 68.9803 | 1
172767 | P1-25/M4/SVB/HI11 | Main switch, 3pole+1no1nc, 25A, with metal shaft 400 mm | 70.3354 | 1
172877 | P1-25/M4/SVB/N | Main switch, 3+N-pole, 25A, with metal shaft 400 mm | 64.7011 | 1
172769 | P1-25/M4/SVB/N/HI11 | Main switch, 3+N-pole+1no1nc, 25A, with metal shaft 400 mm | 79.6227 | 1
172876 | P1-25/M4/SVB-SW |  | 70.5301 | 1
172768 | P1-25/M4/SVB-SW/HI11 | Main switch, 3pole+1no1nc, 25A, with metal shaft 400 mm | 69.9639 | 1
172878 | P1-25/M4/SVB-SW/N | Main switch, 3+N-pole, 25A, with metal shaft 400 mm | 64.3916 | 1
172770 | P1-25/M4/SVB-SW/N/HI11 | Main switch, 3+N-pole+1no1nc, 25A, with metal shaft 400 mm | 79.3131 | 1
25523 | P1-25/ST/SVB |  | 183.0326 | 1
201714 | P1-25/ST/SVB-SW | Main switch, 25A | 140.6708 | 1
55335 | P1-25/V/SVB | Main switch, 3-pole, 25A | 57.4447 | 1
12482 | P1-25/V/SVB/2HI11 | Main switch, 3-pole+2no2nc, 25A | 96.7225 | 1
86333 | P1-25/V/SVB/N | Main switch, 3+N-pole, 25A | 71.2659 | 1
53113 | P1-25/V/SVB/N/HI11 | Main switch, 3+N-pole+1no1nc, 25A | 89.8827 | 1
50738 | P1-25/V/SVB-SW | Main switch, 3-pole, 25A | 57.0975 | 1
88706 | P1-25/V/SVB-SW/N | Main switch, 3+N-pole, 25A | 70.0316 | 1
55486 | P1-25/V/SVB-SW/N/HI11 | Main switch, 3+N-pole+1no1nc, 25A | 89.8827 | 1
58866 | P1-25/XE/AE | On/Off switch, 25A | 32.4508 | 1
172834 | P1-25/XM | Basic switch for rear mounting without shaft and without handle, 3-pole, 25 A | 43.3918 | 1
46303 | P1-25/XZ | On/Off switch, 3-pole, 25A | 32.4508 | 1
57708 | P1-25/Z | On/Off switch, 3-pole, 25A | 37.9922 | 1
14844 | P1-25/Z/2HI11 | On/Off switch, 3-pole+2no2nc, 25A | 76.1129 | 1
57863 | P1-25/Z/HI11 | On/Off switch, 3-pole+1no1nc, 25A | 57.059 | 1
88710 | P1-25/Z/N | On/Off switch, 3+N-pole, 25A | 50.4891 | 1
50969 | P1-25/Z/SVA(A) | Switch with locking mechanism KSM1, 3-pole, 25A | 122.8735 | 1
79065 | P1-32/E | On/Off switch, 3-pole, 32A | 49.2548 | 1
62609 | P1-32/E/HI11 | On/Off switch, 3-pole+1no1nc, 32A | 67.5631 | 1
50970 | P1-32/E/SVA(A) | Switch with locking mechanism KSM1, 3-pole, 32A | 132.4905 | 1
44977 | P1-32/E/SVA(S) | Switch with locking mechanism KSM1, 3-pole, 32A | 131.2048 | 1
50971 | P1-32/E/SVA(S)-RT | Switch with locking mechanism KSM1, 3-pole, 32A | 132.529 | 1
110198 | P1-32/E/SVB | Main switch, 3-pole, 32A | 67.8202 | 1
44975 | P1-32/E/SVC(S)-RT | Switch with locking mechanism KSM1, 3-pole, 32A | 79.43 | 1
81438 | P1-32/EA/SVB | Main switch, 3-pole, 32A | 69.0288 | 1
12540 | P1-32/EA/SVB/2HI11 | Main switch, 3-pole+2no2nc, 32A | 106.2624 | 1
72567 | P1-32/EA/SVB/HI11 | Main switch, 3-pole+1no1nc, 32A | 86.7456 | 1
91079 | P1-32/EA/SVB/N | Main switch, 3+N-pole, 32A | 81.2685 | 1
57859 | P1-32/EA/SVB/N/HI11 | Main switch, 3+N-pole+1no1nc, 32A | 99.8211 | 1
53111 | P1-32/EA/SVB-SW | Main switch, 3-pole, 32A | 67.1645 | 1
14536 | P1-32/EA/SVB-SW/2HI11 | Main switch, 3-pole+2no2nc, 32A | 106.2624 | 1
12772 | P1-32/EA/SVB-SW/HI11 | Main switch, 3-pole+1no1nc, 32A | 86.7456 | 1
93452 | P1-32/EA/SVB-SW/N | Main switch, 3+N-pole, 32A | 81.1914 | 1
60232 | P1-32/EA/SVB-SW/N/HI11 | Main switch, 3+N-pole+1no1nc, 32A | 100.8368 | 1
3197 | P1-32/E-RT | On/Off switch, 3-pole, 32A | 47.9177 | 1
4555 | P1-32/E-RT/N | On/Off switch, 3+N-pole, 32A | 61.4689 | 1
48369 | P1-32/EZ | On/Off switch, 3-pole, 32A | 50.2448 | 1
233992 | P1-32/I1 | On/Off switch, 32A | 63.1789 | 1
233989 | P1-32/I1/SVB | Main switch, 3-pole, 32A | 71.7416 | 1
233990 | P1-32/I1/SVB-SW | Main switch, 32A | 71.0216 | 1
233994 | P1-32/I1-RT | On/Off switch, 3-pole, 32A | 62.5489 | 1
207320 | P1-32/I2 | On/Off switch, 3-pole, 32A | 71.163 | 1
207323 | P1-32/I2/HI11 | On/Off switch, 3-pole+1no1nc, 32A | 90.4741 | 1
207324 | P1-32/I2/N | On/Off switch, 3+N-pole, 32A | 84.0328 | 1
207325 | P1-32/I2/SVA(A) | Switch with locking mechanism KSM1, 3-pole, 32A | 157.2272 | 1
207326 | P1-32/I2/SVA(S) | Switch with locking mechanism KSM1, 3-pole, 32A | 158.8214 | 1
207314 | P1-32/I2/SVB | Main switch, 3-pole, 32A | 80.4071 | 1
207318 | P1-32/I2/SVB/HI11 | Main switch, 3-pole+1no1nc, 32A | 99.0882 | 1
255894 | P1-32/I2/SVB/HI11-NA | #N/A | 108.9752 | 1
207319 | P1-32/I2/SVB/N | Main switch, 3+N-pole, 32A | 92.6469 | 1
255891 | P1-32/I2/SVB-NA | #N/A | 87.697 | 1
207315 | P1-32/I2/SVB-SW | Main switch, 3-pole, 32A | 79.6357 | 1
207316 | P1-32/I2/SVB-SW/HI11 | Main switch, 3-pole+1no1nc, 32A | 99.0882 | 1
255895 | P1-32/I2/SVB-SW/HI11-NA | #N/A | 108.9752 | 1
207317 | P1-32/I2/SVB-SW/N | Main switch, 3+N-pole, 32A | 92.6469 | 1
255892 | P1-32/I2/SVB-SW-NA | #N/A | 87.697 | 1
207328 | P1-32/I2/SVC(S)RT | Switch with locking mechanism KSM1, 3-pole, 32A | 102.1996 | 1
227866 | P1-32/I2H | On/Off switch, 3-pole, 32A | 71.163 | 1
227867 | P1-32/I2H/HI11 | On/Off switch, 3-pole+1no1nc, 32A | 90.4741 | 1
227869 | P1-32/I2H/N | On/Off switch, 3+N-pole, 32A | 84.0328 | 1
227868 | P1-32/I2H/SVB | Main switch, 3-pole, 32A | 79.6357 | 1
227870 | P1-32/I2H/SVB/HI11 | Main switch, 3-pole+1no1nc, 32A | 99.0882 | 1
227871 | P1-32/I2H/SVB/N | Main switch, 3+N-pole, 32A | 92.6469 | 1
227872 | P1-32/I2H/SVB-SW | Main switch, 3-pole, 32A | 79.6357 | 1
227873 | P1-32/I2H/SVB-SW/HI11 | Main switch, 3-pole+1no1nc, 32A | 99.0882 | 1
227874 | P1-32/I2H/SVB-SW/N | Main switch, 3+N-pole, 32A | 92.6469 | 1
227875 | P1-32/I2H-RT | On/Off switch, 3-pole, 32A | 71.163 | 1
227876 | P1-32/I2H-RT/N | On/Off switch, 3+N-pole, 32A | 84.0328 | 1
255890 | P1-32/I2-NA | #N/A | 78.4786 | 1
207321 | P1-32/I2-RT | On/Off switch, 3-pole, 32A | 71.163 | 1
255893 | P1-32/I2-RT-NA | #N/A | 78.4786 | 1
207329 | P1-32/I2-SI | Safety switch with warning label, 3-pole, 32A | 99.6282 | 1
207331 | P1-32/I2-SI/HI11 | Safety switch with warning label, 3-pole+1no1nc, 32A | 119.2736 | 1
207332 | P1-32/I2-SI/HI11-SW | Safety switch with warning label, 3-pole+1no1nc, 32A | 119.2736 | 1
207333 | P1-32/I2-SI/N | Safety switch with warning label, 3+N-pole, 32A | 112.8451 | 1
207334 | P1-32/I2-SI/N-SW | Safety switch with warning label, 3+N-pole, 32A | 112.8451 | 1
207330 | P1-32/I2-SI-SW | Safety switch with warning label, 3-pole, 32A | 99.6282 | 1
69728 | P1-32/IVS/HI11 | On/Off switch, 3-pole+1no1nc, 32A | 73.053 | 1
10402 | P1-32/IVS/N | On/Off switch, 3+N-pole, 32A | 66.4188 | 1
22632 | P1-32/IVS-RT | On/Off switch, 3-pole, 32A | 53.2019 | 1
25005 | P1-32/IVS-RT/HI11 | On/Off switch, 3-pole+1z1v, 32A | 73.053 | 1
27378 | P1-32/IVS-RT/N | On/Off switch, 3+N-pole, 32A | 66.4188 | 1
172874 | P1-32/M4/K1-PG | Main switch, 3-pole, 32A, with metal shaft 400 mm | 140.1755 | 1
172781 | P1-32/M4/K1-PG/HI11 | Main switch, 3pole+1no1nc, 32A, with metal shaft 400 mm | 154.9732 | 1
172779 | P1-32/M4/K1-PG/N | Main switch, 3+N-pole, 32A, with metal shaft 400 mm | 149.3389 | 1
172783 | P1-32/M4/K1-PG/N/HI11 | Main switch, 3+N-pole+1no1nc, 32A, with metal shaft 400 mm | 164.2604 | 1
172873 | P1-32/M4/K1-PR | Main switch, 3-pole, 32A, with metal shaft 400 mm | 220.5411 | 1
172780 | P1-32/M4/K1-PR/HI11 | Main switch, 3pole+1no1nc, 32A, with metal shaft 400 mm | 235.2769 | 1
172778 | P1-32/M4/K1-PR/N | Main switch, 3+N-pole, 32A, with metal shaft 400 mm | 229.7045 | 1
172782 | P1-32/M4/K1-PR/N/HI11 | Main switch, 3+N-pole+1no1nc, 32A, with metal shaft 400 mm | 244.626 | 1
172865 | P1-32/M4/SVB | Main switch, 3-pole, 32A, with metal shaft 400 mm | 55.5377 | 1
172869 | P1-32/M4/SVB/HI11 | Main switch, 3pole+1no1nc, 32A, with metal shaft 400 mm | 70.3354 | 1
172867 | P1-32/M4/SVB/N | Main switch, 3+N-pole, 32A, with metal shaft 400 mm | 64.7011 | 1
172871 | P1-32/M4/SVB/N/HI11 | Main switch, 3+N-pole+1no1nc, 32A, with metal shaft 400 mm | 79.6227 | 1
172866 | P1-32/M4/SVB-SW | Main switch, 3-pole, 32A, with metal shaft 400 mm | 55.5377 | 1
172870 | P1-32/M4/SVB-SW/HI11 | Main switch, 3-pole+1no1nc, 32A, with metal shaft 400 mm | 69.9639 | 1
172868 | P1-32/M4/SVB-SW/N | Main switch, 3+N-pole, 32A, with metal shaft 400 mm | 64.3916 | 1
172872 | P1-32/M4/SVB-SW/N/HI11 | Main switch, 3+N-pole+1no1nc, 32A, with metal shaft 400 mm | 79.3131 | 1
25522 | P1-32/ST/SVB | Main switch, 32A | 141.1042 | 1
201715 | P1-32/ST/SVB-SW | Main switch, 32A | 140.6708 | 1
15145 | P1-32/V/SVB/HI11 | Main switch, 3-pole+1no1nc, 32A | 92.2355 | 1
62605 | P1-32/V/SVB/N/HI11 | Main switch, 3+N-pole+1no1nc, 32A | 105.1181 | 1
55484 | P1-32/V/SVB-SW | Main switch, 3-pole, 32A | 72.6544 | 1
17518 | P1-32/V/SVB-SW/HI11 | Main switch, 3-pole+1no1nc, 32A | 92.2355 | 1
64978 | P1-32/V/SVB-SW/N/HI11 | Main switch, 3+N-pole+1no1nc, 32A | 105.1181 | 1
54011 | P1-32/XE/AE | On/Off switch, 32A | 49.2034 | 1
172835 | P1-32/XM | Basic switch for rear mounting without shaft and without handle, 3-pole, 32 A | 28.9143 | 1
46304 | P1-32/XZ | On/Off switch, 3-pole, 32A | 47.172 | 1
74474 | P1-32/Z/HI11 | On/Off switch, 3-pole+1no1nc, 32A | 73.053 | 1
15148 | P1-32/Z/N | On/Off switch, 3+N-pole, 32A | 66.4188 | 1
67201 | P3-100/E | On/Off switch, 3-pole, 100A | 132.7733 | 1
69574 | P3-100/E/HI11 | On/Off switch, 3-pole+1no1nc, 100A | 150.7858 | 1
31759 | P3-100/E/N | On/Off switch, 3+N-pole, 100A | 152.8301 | 1
110200 | P3-100/E/SVB | Main switch, 3-pole, 100A | 170.1226 | 1
74320 | P3-100/EA/SVB | Main switch, 3-pole, 100A | 170.6626 | 1
12723 | P3-100/EA/SVB/2HI11 | Main switch, 3-pole+2no2nc, 100A | 203.6535 | 1
29383 | P3-100/EA/SVB/HI11 | Main switch, 3-pole+1no1nc, 100A | 185.2809 | 1
19890 | P3-100/EA/SVB/N | Main switch, 3+N-pole, 100A | 187.1838 | 1
76843 | P3-100/EA/SVB/N/HI11 | Main switch, 3+N-pole+1no1nc, 100A | 209.1434 | 1
62603 | P3-100/EA/SVB-SW | Main switch, 3-pole, 100A | 166.0341 | 1
13169 | P3-100/EA/SVB-SW/2HI11 | Main switch, 3-pole+2no2nc, 100A | 203.6535 | 1
31756 | P3-100/EA/SVB-SW/HI11 | Main switch, 3-pole+1no1nc, 100A | 185.2809 | 1
22263 | P3-100/EA/SVB-SW/N | Main switch, 3+N-pole, 100A | 187.1838 | 1
79216 | P3-100/EA/SVB-SW/N/HI11 | Main switch, 3+N-pole+1no1nc, 100A | 209.1434 | 1
7189 | P3-100/E-RT | On/Off switch, 3-pole, 100A | 129.1734 | 1
7280 | P3-100/E-RT/N | On/Off switch, 3+N-pole, 100A | 152.8301 | 1
207381 | P3-100/I5 | On/Off switch, 3-pole, 100A | 225.6774 | 1
207384 | P3-100/I5/HI11 | On/Off switch, 3-pole+1no1nc, 100A | 253.1269 | 1
207385 | P3-100/I5/N | On/Off switch, 3+N-pole, 100A | 251.3655 | 1
207373 | P3-100/I5/SVB | Main switch, 3-pole, 100A | 253.6283 | 1
207378 | P3-100/I5/SVB/HI11 | Main switch, 3-pole+1no1nc, 100A | 269.6608 | 1
255907 | P3-100/I5/SVB/HI11-NA | #N/A | 297.2518 | 1
207379 | P3-100/I5/SVB/N | Main switch, 3+N-pole, 100A | 266.0738 | 1
207380 | P3-100/I5/SVB/N/HI11 | Main switch, 3+N-pole+1no1nc, 100A | 289.8591 | 1
255903 | P3-100/I5/SVB-NA | #N/A | 251.3655 | 1
207374 | P3-100/I5/SVB-SW | Main switch, 3-pole, 100A | 249.5398 | 1
207375 | P3-100/I5/SVB-SW/HI11 | Main switch, 3-pole+1no1nc, 100A | 269.6608 | 1
255906 | P3-100/I5/SVB-SW/HI11-NA | #N/A | 297.2518 | 1
207376 | P3-100/I5/SVB-SW/N | Main switch, 3+N-pole, 100A | 271.4865 | 1
207377 | P3-100/I5/SVB-SW/N/HI11 | Main switch, 3+N-pole+1no1nc, 100A | 289.8591 | 1
255904 | P3-100/I5/SVB-SW-NA | #N/A | 271.4865 | 1
255902 | P3-100/I5-NA | #N/A | 251.3655 | 1
207382 | P3-100/I5-RT | On/Off switch, 3-pole, 100A | 225.6774 | 1
207383 | P3-100/I5-RT/N | On/Off switch, 3+N-pole, 100A | 251.3655 | 1
255905 | P3-100/I5-RT-NA | #N/A | 251.3655 | 1
207386 | P3-100/I5-SI | Safety switch with warning label, 3-pole, 100A | 275.215 | 1
207388 | P3-100/I5-SI/HI11 | Safety switch with warning label, 3-pole+1no1nc, 100A | 295.349 | 1
207389 | P3-100/I5-SI/HI11-SW | Safety switch with warning label, 3-pole+1no1nc, 100A | 295.349 | 1
207390 | P3-100/I5-SI/N | Safety switch with warning label, 3+N-pole, 100A | 297.2518 | 1
207391 | P3-100/I5-SI/N-SW | Safety switch with warning label, 3+N-pole, 100A | 297.2518 | 1
207387 | P3-100/I5-SI-SW | Safety switch with warning label, 3-pole, 100A | 275.215 | 1
81439 | P3-100/IVS | On/Off switch, 3-pole, 100A | 131.2048 | 1
91085 | P3-100/IVS/HI11 | On/Off switch, 3-pole+1no1nc, 100A | 152.8301 | 1
67356 | P3-100/IVS/N/HI11 | On/Off switch, 100A | 173.5683 | 1
86185 | P3-100/IVS-RT | On/Off switch, 3-pole, 100A | 132.4905 | 1
34497 | P3-100/IVS-RT/N | On/Off switch, 3+N-pole, 100A | 156.0829 | 1
172827 | P3-100/M4/K2-PG | Main switch, 3-pole, 100A, with metal shaft 400 mm | 159.5549 | 1
172831 | P3-100/M4/K2-PG/HI11 | Main switch, 3pole+1no1nc, 100A, with metal shaft 400 mm | 174.1049 | 1
172829 | P3-100/M4/K2-PG/N | Main switch, 3+N-pole, 100A, with metal shaft 400 mm | 173.6715 | 1
172833 | P3-100/M4/K2-PG/N/HI11 | Main switch, 3+N-pole+1no1nc, 100A, with metal shaft 400 mm | 188.2834 | 1
172826 | P3-100/M4/K2-PR | Main switch, 3-pole, 100A, with metal shaft 400 mm | 249.0839 | 1
172830 | P3-100/M4/K2-PR/HI11 | Main switch, 3pole+1no1nc, 100A, with metal shaft 400 mm | 263.572 | 1
172828 | P3-100/M4/K2-PR/N | Main switch, 3+N-pole, 100A, with metal shaft 400 mm | 263.2005 | 1
172832 | P3-100/M4/K2-PR/N/HI11 | Main switch, 3+N-pole+1no1nc, 100A, with metal shaft 400 mm | 277.7506 | 1
172818 | P3-100/M4/SVB |  | 216.825 | 1
172822 | P3-100/M4/SVB/HI11 | Main switch, 3pole+1no1nc, 100A, with metal shaft 400 mm | 102.8408 | 1
172819 | P3-100/M4/SVB-SW |  | 119.0024 | 1
172823 | P3-100/M4/SVB-SW/HI11 | Main switch, 3pole+1no1nc, 100A, with metal shaft 400 mm | 101.974 | 1
25520 | P3-100/ST/SVB | Main switch, 100A | 201.0379 | 1
201717 | P3-100/ST/SVB-SW | Main switch, 100A | 200.233 | 1
88558 | P3-100/V/SVB | Main switch, 3-pole, 100A | 190.1666 | 1
24636 | P3-100/V/SVB/N | Main switch, 3+N-pole, 100A | 212.5762 | 1
81589 | P3-100/V/SVB/N/HI11 | Main switch, 3+N-pole+1no1nc, 100A | 225.6774 | 1
64976 | P3-100/V/SVB-SW | Main switch, 3-pole, 100A | 185.2809 | 1
36502 | P3-100/V/SVB-SW/HI11 | Main switch, 3-pole+1no1nc, 100A | 207.3177 | 1
83962 | P3-100/V/SVB-SW/N/HI11 | Main switch, 3+N-pole+1no1nc, 100A | 225.6774 | 1
172837 | P3-100/XM |  | 74.9808 | 1
46309 | P3-100/XZ | On/Off switch, 3-pole, 100A | 127.8877 | 1
90931 | P3-100/Z | On/Off switch, 3-pole, 100A | 153.2672 | 1
38878 | P3-100/Z/N | On/Off switch, 3+N-pole, 100A | 171.3955 | 1
26861 | P3-63/E | On/Off switch, 3-pole, 63A | 88.2498 | 1
79220 | P3-63/E/HI11 | On/Off switch, 3-pole+1no1nc, 63A | 105.311 | 1
19894 | P3-63/E/N | On/Off switch, 3+N-pole, 63A | 107.8952 | 1
110199 | P3-63/E/SVB | Main switch, 3-pole, 63A | 122.1792 | 1
31607 | P3-63/EA/SVB | Main switch, 3-pole, 63A | 123.9278 | 1
13198 | P3-63/EA/SVB/2HI11 | Main switch, 3-pole+2no2nc, 63A | 163.6685 | 1
19891 | P3-63/EA/SVB/HI11 | Main switch, 3-pole+1no1nc, 63A | 138.9061 | 1
10398 | P3-63/EA/SVB/N | Main switch, 3+N-pole, 63A | 144.6531 | 1
67351 | P3-63/EA/SVB/N/HI11 | Main switch, 3+N-pole+1no1nc, 63A | 163.6685 | 1
57857 | P3-63/EA/SVB-SW | Main switch, 3-pole, 63A | 120.5593 | 1
12653 | P3-63/EA/SVB-SW/2HI11 | Main switch, 3-pole+2no2nc, 63A | 163.6685 | 1
22264 | P3-63/EA/SVB-SW/HI11 | Main switch, 3-pole+1no1nc, 63A | 138.7261 | 1
12771 | P3-63/EA/SVB-SW/N | Main switch, 3+N-pole, 63A | 143.0717 | 1
69724 | P3-63/EA/SVB-SW/N/HI11 | Main switch, 3+N-pole+1no1nc, 63A | 163.6685 | 1
5743 | P3-63/E-RT | On/Off switch, 3-pole, 63A | 85.8713 | 1
7136 | P3-63/E-RT/N | On/Off switch, 3+N-pole, 63A | 107.8952 | 1
207351 | P3-63/I3 | On/Off switch, 63A | 130.1248 | 1
207335 | P3-63/I3/SVB | Main switch, 3-pole, 63A | 146.4531 | 1
207340 | P3-63/I3/SVB/HI11 | Main switch, 63A | 164.7485 | 1
207341 | P3-63/I3/SVB/N | Main switch, 63A | 167.127 | 1
207342 | P3-63/I3/SVB/N/HI11 | Main switch, 63A | 185.2809 | 1
207336 | P3-63/I3/SVB-SW | Main switch, 63A | 146.4531 | 1
207337 | P3-63/I3/SVB-SW/HI11 | Main switch, 3-pole+1no1nc, 63A | 164.7485 | 1
207352 | P3-63/I3-RT | On/Off switch, 3-pole, 63A | 130.1248 | 1
207356 | P3-63/I4 | On/Off switch, 3-pole, 63A | 135.5376 | 1
207359 | P3-63/I4/HI11 | On/Off switch, 3-pole+1no1nc, 63A | 158.32 | 1
207360 | P3-63/I4/N | On/Off switch, 3+N-pole, 63A | 160.5442 | 1
207343 | P3-63/I4/SVB | Main switch, 3-pole, 63A | 154.4501 | 1
207348 | P3-63/I4/SVB/HI11 | Main switch, 3-pole+1no1nc, 63A | 171.9098 | 1
255901 | P3-63/I4/SVB/HI11-NA | #N/A | 187.1838 | 1
207349 | P3-63/I4/SVB/N | Main switch, 3+N-pole, 63A | 172.4112 | 1
207350 | P3-63/I4/SVB/N/HI11 | Main switch, 3+N-pole+1no1nc, 63A | 190.7708 | 1
255897 | P3-63/I4/SVB-NA | #N/A | 167.127 | 1
207344 | P3-63/I4/SVB-SW | Main switch, 3-pole, 63A | 151.7373 | 1
207345 | P3-63/I4/SVB-SW/HI11 | Main switch, 3-pole+1no1nc, 63A | 170.2384 | 1
255900 | P3-63/I4/SVB-SW/HI11-NA | #N/A | 187.1838 | 1
207346 | P3-63/I4/SVB-SW/N | Main switch, 3+N-pole, 63A | 172.4112 | 1
207347 | P3-63/I4/SVB-SW/N/HI11 | Main switch, 3+N-pole+1no1nc, 63A | 190.7708 | 1
255898 | P3-63/I4/SVB-SW-NA | #N/A | 167.127 | 1
255896 | P3-63/I4-NA | #N/A | 149.1016 | 1
207357 | P3-63/I4-RT | On/Off switch, 3-pole, 63A | 135.5376 | 1
255899 | P3-63/I4-RT-NA | #N/A | 150.6059 | 1
207361 | P3-63/I4-SI | Safety switch with warning label, 3-pole, 63A | 177.3739 | 1
207363 | P3-63/I4-SI/HI11 | Safety switch with warning label, 3-pole+1no1nc, 63A | 196.4665 | 1
207364 | P3-63/I4-SI/HI11-SW | Safety switch with warning label, 3-pole+1no1nc, 63A | 196.4665 | 1
207365 | P3-63/I4-SI/N | Safety switch with warning label, 3+N-pole, 63A | 198.2407 | 1
207366 | P3-63/I4-SI/N-SW | Safety switch with warning label, 3+N-pole, 63A | 198.2407 | 1
207362 | P3-63/I4-SI-SW | Safety switch with warning label, 3-pole, 63A | 177.3739 | 1
41099 | P3-63/IVS | On/Off switch, 3-pole, 63A | 88.3527 | 1
81593 | P3-63/IVS/HI11 | On/Off switch, 3-pole+1no1nc, 63A | 107.7538 | 1
22267 | P3-63/IVS/N | On/Off switch, 3+N-pole, 63A | 109.5152 | 1
55491 | P3-63/IVS/N/HI11 | On/Off switch, 63A | 129.1734 | 1
45845 | P3-63/IVS-RT | On/Off switch, 3-pole, 63A | 88.3527 | 1
41616 | P3-63/IVS-RT/N | On/Off switch, 3+N-pole, 63A | 109.5152 | 1
172811 | P3-63/M4/K2-PG | Main switch, 3-pole, 63A, with metal shaft 400 mm | 159.3691 | 1
172815 | P3-63/M4/K2-PG/HI11 | Main switch, 3pole+1no1nc, 63A, with metal shaft 400 mm | 173.8572 | 1
172813 | P3-63/M4/K2-PG/N | Main switch, 3+N-pole, 63A, with metal shaft 400 mm | 173.4238 | 1
172817 | P3-63/M4/K2-PG/N/HI11 | Main switch, 3+N-pole+1no1nc, 63A, with metal shaft 400 mm | 188.0977 | 1
172810 | P3-63/M4/K2-PR | Main switch, 3-pole, 63A, with metal shaft 400 mm | 196.1383 | 1
172814 | P3-63/M4/K2-PR/HI11 | Main switch, 3pole+1no1nc, 63A, with metal shaft 400 mm | 263.3863 | 1
172812 | P3-63/M4/K2-PR/N | Main switch, 3+N-pole, 63A, with metal shaft 400 mm | 262.9529 | 1
172816 | P3-63/M4/K2-PR/N/HI11 | Main switch, 3+N-pole+1no1nc, 63A, with metal shaft 400 mm | 277.6267 | 1
172784 | P3-63/M4/SVB |  | 162.2881 | 1
172788 | P3-63/M4/SVB/HI11 | Main switch, 3pole+1no1nc, 63A, with metal shaft 400 mm | 102.655 | 1
172785 | P3-63/M4/SVB-SW | Main switch, 3-pole, 63A, with metal shaft 400 mm | 162.2881 | 1
172807 | P3-63/M4/SVB-SW/HI11 | Main switch, 3pole+1no1nc, 63A, with metal shaft 400 mm | 101.7882 | 1
25521 | P3-63/ST/SVB | Main switch, 63A | 200.976 | 1
201716 | P3-63/ST/SVB-SW | Main switch, 63A | 200.1092 | 1
48218 | P3-63/V/SVB | Main switch, 3-pole, 63A | 138.9061 | 1
24637 | P3-63/V/SVB/HI11 | Main switch, 3-pole+1no1nc, 63A | 162.7813 | 1
15144 | P3-63/V/SVB/N | Main switch, 3+N-pole, 63A | 169.3384 | 1
72097 | P3-63/V/SVB/N/HI11 | Main switch, 3+N-pole+1no1nc, 63A | 183.121 | 1
60230 | P3-63/V/SVB-SW | Main switch, 3-pole, 63A | 140.0889 | 1
60230 | P3-63/V/SVB-SW | Main switch, 3-pole, 63A | 140.0889 | 1
17517 | P3-63/V/SVB-SW/N | Main switch, 3+N-pole, 63A | 164.7485 | 1
74470 | P3-63/V/SVB-SW/N/HI11 | Main switch, 3+N-pole+1no1nc, 63A | 183.121 | 1
172836 | P3-63/XM | Basic switch for rear mounting without shaft and without handle, 3-pole, 63 A | 57.6428 | 1
46314 | P3-63/XZ | On/Off switch, 3-pole, 63A | 87.2856 | 1
50591 | P3-63/Z | On/Off switch, 3-pole, 63A | 105.311 | 1
86339 | P3-63/Z/HI11 | On/Off switch, 3-pole+1no1nc, 63A | 124.6992 | 1
271661 | P3-COMBINATION-* | #N/A | 1.9671 | 1
280897 | P5-125/E | On/Off switch, 3-pole, 125A | 228.2873 | 1
280898 | P5-125/EA/SVB | Main switch, 3-pole, 125A | 267.8609 | 1
280899 | P5-125/EA/SVB/HI10 | Main switch, 3-pole+1no, 125A | 286.272 | 1
280910 | P5-125/EA/SVB/N | Main switch, 3+N-pole, 125A | 321.8599 | 1
280911 | P5-125/EA/SVB-SW | Main switch, 3-pole, 125A | 248.8069 | 1
280912 | P5-125/EA/SVB-SW/HI10 | Main switch, 3-pole+1no, 125A | 267.5395 | 1
280913 | P5-125/EA/SVB-SW/N | Main switch, 3+N-pole, 125A | 303.1274 | 1
280914 | P5-125/V/SVB | Main switch, 3-pole, 125A | 295.5932 | 1
280915 | P5-125/V/SVB/HI10 | Main switch, 3-pole+1no, 125A | 316.19 | 1
280916 | P5-125/V/SVB/N | Main switch, 3+N-pole, 125A | 349.8494 | 1
280917 | P5-125/V/SVB-SW | Main switch, 3-pole, 125A | 274.2122 | 1
280918 | P5-125/V/SVB-SW/HI10 | Main switch, 3-pole+1no, 125A | 295.5932 | 1
280919 | P5-125/V/SVB-SW/N | Main switch, 3+N-pole, 125A | 331.1297 | 1
280920 | P5-125/Z | On/Off switch, 3-pole, 125A | 237.6086 | 1
280921 | P5-160/E | On/Off switch, 3-pole, 160A | 293.7547 | 1
280922 | P5-160/EA/SVB | Main switch, 3-pole, 160A | 333.5468 | 1
280923 | P5-160/EA/SVB/HI10 | Main switch, 3-pole+1no, 160A | 355.455 | 1
280924 | P5-160/EA/SVB/N | Main switch, 3+N-pole, 160A | 391.0429 | 1
280925 | P5-160/EA/SVB-SW | Main switch, 3-pole, 160A | 318.0671 | 1
280926 | P5-160/EA/SVB-SW/HI10 | Main switch, 3-pole+1no, 160A | 333.5468 | 1
280927 | P5-160/EA/SVB-SW/N | Main switch, 3+N-pole, 160A | 372.3104 | 1
107417 | P5-160/EA/SVB-SW/N-SCM | #N/A | 410.7397 | 1
107416 | P5-160/EA/SVB-SW-SCM | #N/A | 350.1708 | 1
280928 | P5-160/V/SVB | Main switch, 3-pole, 160A | 366.7177 | 1
280929 | P5-160/V/SVB/HI10 | Main switch, 3-pole+1no, 160A | 385.4502 | 1
280930 | P5-160/V/SVB/N | Main switch, 3+N-pole, 160A | 419.1096 | 1
280931 | P5-160/V/SVB-SW | Main switch, 3-pole, 160A | 346.1852 | 1
280932 | P5-160/V/SVB-SW/HI10 | Main switch, 3-pole+1no, 160A | 366.7177 | 1
280933 | P5-160/V/SVB-SW/N | Main switch, 3+N-pole, 160A | 400.3771 | 1
107419 | P5-160/V/SVB-SW/N-SCM | #N/A | 442.072 | 1
107418 | P5-160/V/SVB-SW-SCM | #N/A | 381.5031 | 1
280934 | P5-160/Z | On/Off switch, 3-pole, 160A | 303.1274 | 1
280935 | P5-250/E | On/Off switch, 3-pole, 250A | 387.9059 | 1
280936 | P5-250/EA/SVB | Main switch, 3-pole, 250A | 428.5337 | 1
280937 | P5-250/EA/SVB/HI10 | Main switch, 3-pole+1no, 250A | 450.8919 | 1
280938 | P5-250/EA/SVB/N | Main switch, 3+N-pole, 250A | 518.2106 | 1
280939 | P5-250/EA/SVB-SW | Main switch, 3-pole, 250A | 420.4724 | 1
280940 | P5-250/EA/SVB-SW/HI10 | Main switch, 3-pole+1no, 250A | 432.1722 | 1
280941 | P5-250/EA/SVB-SW/N | Main switch, 3+N-pole, 250A | 499.5553 | 1
280942 | P5-250/V/SVB | Main switch, 3-pole, 250A | 460.856 | 1
280943 | P5-250/V/SVB/HI10 | Main switch, 3-pole+1no, 250A | 478.9585 | 1
280944 | P5-250/V/SVB/N | Main switch, 3+N-pole, 250A | 566.9898 | 1
280945 | P5-250/V/SVB-SW | Main switch, 3-pole, 250A | 441.5706 | 1
280946 | P5-250/V/SVB-SW/HI10 | Main switch, 3-pole+1no, 250A | 460.2903 | 1
280947 | P5-250/V/SVB-SW/N | Main switch, 3+N-pole, 250A | 546.3416 | 1
280948 | P5-250/Z | On/Off switch, 3-pole, 250A | 389.5773 | 1
280949 | P5-315/E | On/Off switch, 3-pole, 315A | 492.0854 | 1
280950 | P5-315/EA/SVB | Main switch, 3-pole, 315A | 548.2058 | 1
280951 | P5-315/EA/SVB/HI10 | Main switch, 3-pole+1no, 315A | 568.7383 | 1
280952 | P5-315/EA/SVB/N | Main switch, 3+N-pole, 315A | 636.1214 | 1
280953 | P5-315/EA/SVB-SW | Main switch, 3-pole, 315A | 529.4733 | 1
280954 | P5-315/EA/SVB-SW/HI10 | Main switch, 3-pole+1no, 315A | 548.2058 | 1
280955 | P5-315/EA/SVB-SW/N | Main switch, 3+N-pole, 315A | 615.5889 | 1
280956 | P5-315/V/SVB | Main switch, 3-pole, 315A | 578.1367 | 1
280957 | P5-315/V/SVB/HI10 | Main switch, 3-pole+1no, 315A | 596.8692 | 1
280958 | P5-315/V/SVB/N | Main switch, 3+N-pole, 315A | 664.2523 | 1
280959 | P5-315/V/SVB-SW | Main switch, 3-pole, 315A | 557.5399 | 1
280960 | P5-315/V/SVB-SW/HI10 | Main switch, 3-pole+1no, 315A | 578.1367 | 1
280961 | P5-315/V/SVB-SW/N | Main switch, 3+N-pole, 315A | 645.5198 | 1
280962 | P5-315/Z | On/Off switch, 3-pole, 315A | 501.4195 | 1
293979 | P5-XF-908 | Blank front plate | 17.2797 | 1
294130 | P5-XKNB-SW | Thumb-grip | 17.2797 | 1
294131 | P5-XRT-SW-UMBAU | Accessory for P5 | 23.2196 | 1
294132 | P5-XSPV-UMBAU | Accessory for P5 | 27.8481 | 1
294133 | P5-XSW-RT-UMBAU | Accessory for P5 | 23.2196 | 1
294134 | P5-XTKMV-UMBAU | Accessory for P5 | 57.779 | 1
294135 | P5-XTKOV-UMBAU | Accessory for P5 | 57.779 | 1
294136 | P5-XZAV-MTK | Shaft extension | 11.4684 | 1
248799 | PBHT-125/2/003 | Residual current device for PLHT, Ir=250A, AC, 2-pole, Idn=0.03A, In=125A | 353.91 | 1
248800 | PBHT-125/2/003-A | Residual current device for PLHT, Ir=250A, A, 2-pole, Idn=0.03A, In=125A | 174.3202 | 1
248801 | PBHT-125/2/03 | Residual current device for PLHT, Ir=250A, AC, 2-pole, Idn=0.30A, In=125A | 304.9283 | 1
248802 | PBHT-125/2/03-A | Residual current device for PLHT, Ir=250A, A, 2-pole, Idn=0.30A, In=125A | 158.7108 | 1
248803 | PBHT-125/2/05 | Residual current device for PLHT, Ir=250A, AC, 2-pole, Idn=0.50A, In=125A | 304.9283 | 1
248804 | PBHT-125/2/05-A | Residual current device for PLHT, Ir=250A, A, 2-pole, Idn=0.50A, In=125A | 158.9912 | 1
248805 | PBHT-125/2/1 | Residual current device for PLHT, Ir=250A, AC, 2-pole, Idn=1.00A, In=125A | 304.9283 | 1
248806 | PBHT-125/2/1-A | Residual current device for PLHT, Ir=250A, A, 2-pole, Idn=1.00A, In=125A | 158.9912 | 1
248807 | PBHT-125/4/003 | Residual current device for PLHT, Ir=250A, AC, 4-pole, Idn=0.03A, In=125A | 386.4976 | 1
248808 | PBHT-125/4/003-A | Residual current device for PLHT, Ir=250A, A, 4-pole, Idn=0.03A, In=125A | 449.8539 | 1
248809 | PBHT-125/4/03 | Residual current device for PLHT, Ir=250A, AC, 4-pole, Idn=0.30A, In=125A | 337.4281 | 1
248810 | PBHT-125/4/03-A | Residual current device for PLHT, Ir=250A, A, 4-pole, Idn=0.30A, In=125A | 430.4117 | 1
248811 | PBHT-125/4/03-S/A | Residual current device for PLHT, Ir=5kA, S/A, 4-pole, Idn=0.30A, In=125A | 425.9965 | 1
248812 | PBHT-125/4/05 | Residual current device for PLHT, Ir=250A, AC, 4-pole, Idn=0.50A, In=125A | 336.9012 | 1
248813 | PBHT-125/4/05-A | Residual current device for PLHT, Ir=250A, A, 4-pole, Idn=0.50A, In=125A | 407.2693 | 1
248814 | PBHT-125/4/05-S/A | Residual current device for PLHT, Ir=5kA, S/A, 4-pole, Idn=0.50A, In=125A | 427.1505 | 1
248815 | PBHT-125/4/1 | Residual current device for PLHT, Ir=250A, AC, 4-pole, Idn=1.00A, In=125A | 336.9012 | 1
248816 | PBHT-125/4/1-A | Residual current device for PLHT, Ir=250A, A, 4-pole, Idn=1.00A, In=125A | 408.0972 | 1
248817 | PBHT-125/4/1-S/A | Residual current device for PLHT, Ir=5kA, S/A, 4-pole, Idn=1.00A, In=125A | 428.618 | 1
248818 | PBHT-80/2/003 | Residual current device for PLHT, Ir=250A, AC, 2-pole, Idn=0.03A, In=80A | 258.0915 | 1
248819 | PBHT-80/2/003-A | Residual current device for PLHT, Ir=250A, A, 2-pole, Idn=0.03A, In=80A | 123.2131 | 1
248820 | PBHT-80/2/03 | Residual current device for PLHT, Ir=250A, AC, 2-pole, Idn=0.30A, In=80A | 232.5157 | 1
248821 | PBHT-80/2/03-A | Residual current device for PLHT, Ir=250A, A, 2-pole, Idn=0.30A, In=80A | 148.99 | 1
248822 | PBHT-80/2/05 | Residual current device for PLHT, Ir=250A, AC, 2-pole, Idn=0.50A, In=80A | 232.5157 | 1
248823 | PBHT-80/2/05-A | Residual current device for PLHT, Ir=250A, A, 2-pole, Idn=0.50A, In=80A | 149.177 | 1
248824 | PBHT-80/2/1 | Residual current device for PLHT, Ir=250A, AC, 2-pole, Idn=1.00A, In=80A | 232.5157 | 1
248825 | PBHT-80/2/1-A | Residual current device for PLHT, Ir=250A, A, 2-pole, Idn=1.00A, In=80A | 111.6607 | 1
248826 | PBHT-80/4/003 | Residual current device for PLHT, Ir=250A, AC, 4-pole, Idn=0.03A, In=80A | 311.4508 | 1
248827 | PBHT-80/4/003-A | Residual current device for PLHT, Ir=250A, A, 4-pole, Idn=0.03A, In=80A | 354.048 | 1
248828 | PBHT-80/4/03 | Residual current device for PLHT, Ir=250A, AC, 4-pole, Idn=0.30A, In=80A | 283.9809 | 1
248829 | PBHT-80/4/03-A | Residual current device for PLHT, Ir=250A, A, 4-pole, Idn=0.30A, In=80A | 328.4596 | 1
248830 | PBHT-80/4/03-S/A | Residual current device for PLHT, Ir=5kA, S/A, 4-pole, Idn=0.30A, In=80A | 354.6124 | 1
248831 | PBHT-80/4/05 | Residual current device for PLHT, Ir=250A, AC, 4-pole, Idn=0.50A, In=80A | 264.4886 | 1
248832 | PBHT-80/4/05-A | Residual current device for PLHT, Ir=250A, A, 4-pole, Idn=0.50A, In=80A | 328.7732 | 1
248833 | PBHT-80/4/05-S/A | Residual current device for PLHT, Ir=5kA, S/A, 4-pole, Idn=0.50A, In=80A | 378.8587 | 1
248834 | PBHT-80/4/1 | Residual current device for PLHT, Ir=250A, AC, 4-pole, Idn=1.00A, In=80A | 264.4886 | 1
248835 | PBHT-80/4/1-A | Residual current device for PLHT, Ir=250A, A, 4-pole, Idn=1.00A, In=80A | 329.1495 | 1
248836 | PBHT-80/4/1-S/A | Residual current device for PLHT, Ir=5kA, S/A, 4-pole, Idn=1.00A, In=80A | 431.3607 | 1
262568 | PBSM-404/003-MW |  | 153.8349 | 1
262600 | PBSM-63/4/03-A | #N/A | 155.1898 | 1
PDE13G0020TAAJ | PDE13G0020TAAJ |  | 235.048 | 1
PDE13G0025TAAJ | PDE13G0025TAAJ |  | 216.4443 | 1
PDE13G0032TAAJ | PDE13G0032TAAJ |  | 208.9117 | 1
PDE13G0040TAAJ | PDE13G0040TAAJ |  | 208.2542 | 1
PDE13G0050TAAJ | PDE13G0050TAAJ |  | 205.5295 | 1
PDE13G0063TAAJ | PDE13G0063TAAJ |  | 203.2522 | 1
PDE13G0080TAAJ | PDE13G0080TAAJ |  | 209.1027 | 1
PDE13G0100TAAJ | PDE13G0100TAAJ |  | 210.3749 | 1
PDE13G0125TAAJ | PDE13G0125TAAJ |  | 219.5519 | 1
PDE13G0160TAAJ | PDE13G0160TAAJ |  | 277.6728 | 1
PDE13S0063SNNJ | PDE13S0063SNNJ |  | 165.4165 | #N/A
PDE13S0100SNNJ | PDE13S0100SNNJ |  | 163.2675 | #N/A
PDE13S0125SNNJ | PDE13S0125SNNJ |  | 198.4998 | #N/A
PDE13S0160SNNJ | PDE13S0160SNNJ |  | 223.4421 | #N/A
PDE23G0160TAAS | PDE23G0160TAAS |  | 427.0619 | #N/A
PDE23G0200TAAS | PDE23G0200TAAS |  | 437.2571 | #N/A
PDE23G0250TAAS | PDE23G0250TAAS |  | 441.515 | #N/A
PDE33G0320TAAS | PDE33G0320TAAS |  | 803.728 | 1
PDE33G0400TAAS | PDE33G0400TAAS |  | 866.7878 | 1
PDE33G0500TAAS | PDE33G0500TAAS |  | 871.235 | 1
PDE33K0320TAAS | PDE33K0320TAAS |  | 893.831 | 1
PDE33K0400TAAS | PDE33K0400TAAS |  | 866.7878 | 1
PDE33K0500TAAS | PDE33K0500TAAS |  | 995.6972 | 1
PDE33K0630B1NS | PDE33K0630B1NS |  | 1169.0161 | #N/A
PDE33S0400SNNS | PDE33S0400SNNS |  | 789.2257 | #N/A
PDE33S0630SNNS | PDE33S0630SNNS |  | 918.9615 | #N/A
111761 | PDIM-100/4 | Residual current relay PDIM, In=100A | 460.2773 | 1
111760 | PDIM-40/4 | Residual current relay PDIM, In=40A | 376.5905 | 1
90928 | P-E27 | Fuse cover 1-pole E27, DII | 3.0229 | 1
81973 | PEN23RS18 | #N/A | 17.7488 | 1
79600 | PEN23RS27 | PE-(PEN-) rail for fuse enclosure | 63.2962 | 1
77227 | PEN23RS33 | PE-(PEN-) rail for fuse enclosure | 51.1513 | 1
70108 | PEN43RS18 | #N/A | 32.8384 | 1
72481 | PEN43RS27 | PE-(PEN-) rail for fuse enclosure | 85.3712 | 1
74854 | PEN43RS33 | #N/A | 17.7488 | 1
280973 | PE-P5-125/160E | Ground terminal | 53.8447 | 1
280974 | PE-P5-125/160Z | Ground terminal | 53.8447 | 1
280975 | PE-P5-250/315E | Ground terminal | 86.6042 | 1
280976 | PE-P5-250/315Z | Ground terminal | 86.6042 | 1
286492 | PF6-25/2/003 | Residual current device Ir=250A, AC type, 2-pole, Idn=0.03A, In=25A | 73.6572 | 1
112921 | PF6-25/2/003-A | #N/A | 107.2473 | 1
286493 | PF6-25/2/01 | Residual current device Ir=250A, AC type, 2-pole, Idn=0.1A, In=25A | 73.6572 | 1
286494 | PF6-25/2/03 | Residual current device Ir=250A, AC type, 2-pole, Idn=0.3A, In=25A | 73.6572 | 1
286495 | PF6-25/2/05 | Residual current device Ir=250A, AC type, 2-pole, Idn=0.5A, In=25A | 68.4759 | 1
286504 | PF6-25/4/003 | Residual current device Ir=250A, AC type, 4-pole, Idn=0.03A, In=25A | 87.8256 | 1
286505 | PF6-25/4/01 | Residual current device Ir=250A, AC type, 4-pole, Idn=0.1A, In=25A | 87.8256 | 1
286506 | PF6-25/4/03 | Residual current device Ir=250A, AC type, 4-pole, Idn=0.3A, In=25A | 87.8256 | 1
286507 | PF6-25/4/05 | Residual current device Ir=250A, AC type, 4-pole, Idn=0.5A, In=25A | 81.6414 | 1
286496 | PF6-40/2/003 | Residual current device Ir=250A, AC type, 2-pole, Idn=0.03A, In=40A | 73.6572 | 1
112924 | PF6-40/2/003-A | #N/A | 107.2473 | 1
286497 | PF6-40/2/01 | Residual current device Ir=250A, AC type, 2-pole, Idn=0.1A, In=40A | 73.5287 | 1
286498 | PF6-40/2/03 | Residual current device Ir=250A, AC type, 2-pole, Idn=0.30A, In=40A | 73.6572 | 1
286499 | PF6-40/2/05 | Residual current device Ir=250A, AC type, 2-pole, Idn=0.5A, In=40A | 68.4759 | 1
286508 | PF6-40/4/003 | Residual current device Ir=250A, AC type, 4-pole, Idn=0.03A, In=40A | 87.8256 | 1
286509 | PF6-40/4/01 | Residual current device Ir=250A, AC type, 4-pole, Idn=0.1A, In=40A | 87.8256 | 1
286510 | PF6-40/4/03 | Residual current device Ir=250A, AC type, 4-pole, Idn=0.3A, In=40A | 87.8256 | 1
286511 | PF6-40/4/05 | Residual current device Ir=250A, AC type, 4-pole, Idn=0.5A, In=40A | 81.7957 | 1
286500 | PF6-63/2/003 | Residual current device Ir=250A, AC type, 2-pole, Idn=0.03A, In=63A | 99.1268 | 1
286501 | PF6-63/2/01 | Residual current device Ir=250A, AC type, 2-pole, Idn=0.1A, In=63A | 98.9082 | 1
286502 | PF6-63/2/03 | Residual current device Ir=250A, AC type, 2-pole, Idn=0.3A, In=63A | 99.1268 | 1
286503 | PF6-63/2/05 | Residual current device Ir=250A, AC type, 2-pole, Idn=0.5A, In=63A | 92.1198 | 1
286512 | PF6-63/4/003 | Residual current device Ir=250A, AC type, 4-pole, Idn=0.03A, In=63A | 127.3734 | 1
286513 | PF6-63/4/01 | Residual current device Ir=250A, AC type, 4-pole, Idn=0.1A, In=63A | 118.6307 | 1
112937 | PF6-63/4/01-A | #N/A | 169.4027 | 1
286514 | PF6-63/4/03 | Residual current device Ir=250A, AC type, 4-pole, Idn=0.3A, In=63A | 127.3734 | 1
286515 | PF6-63/4/05 | Residual current device Ir=250A, AC type, 4-pole, Idn=0.5A, In=63A | 118.3093 | 1
102925 | PF7-100/4/003 | Residual current device Ir=250A, AC type, 4-pole, Idn=0.03A, In=100A | 343.9255 | 1
102929 | PF7-100/4/003-A | Residual current device Ir=250A, A type, 4-pole, Idn=0.03A, In=100A | 383.7882 | 1
102934 | PF7-100/4/003-G/A | Residual current device Ir=3kA, G/A type, 4-pole, Idn=0.03A, In=100A | 291.4191 | 1
102935 | PF7-100/4/003-R | Residual current device Ir=3kA, AC, 4-p, for X-rays, Idn=0.03A, In=100A | 524.5118 | 1
102926 | PF7-100/4/01 | Residual current device Ir=250A, AC type, 4-pole, Idn=0.10A, In=100A | 319.8172 | 1
102930 | PF7-100/4/01-A | Residual current device Ir=250A, A type, 4-pole, Idn=0.10A, In=100A | 383.7882 | 1
102927 | PF7-100/4/03 | Residual current device Ir=250A, AC type, 4-pole, Idn=0.30A, In=100A | 343.9255 | 1
102931 | PF7-100/4/03-A | Residual current device Ir=250A, A type, 4-pole, Idn=0.30A, In=100A | 383.7882 | 1
292494 | PF7-100/4/03-S/A-DE | Residual current device Ir=5kA, S/A type, 4-pole, Idn=0.30A, In=100A | 515.0792 | 1
292496 | PF7-100/4/03-U | Residual current device Ir=5kA, U, 4-p, for freq.conv, Idn=0.30A, In=100A | 313.2324 | 1
102928 | PF7-100/4/05 | Residual current device Ir=250A, AC type, 4-pole, Idn=0.50A, In=100A | 255.4072 | 1
102932 | PF7-100/4/05-A | Residual current device Ir=250A, A type, 4-pole, Idn=0.50A, In=100A | 383.7882 | 1
263598 | PF7-16/2/001-A-DE | Residual current device Ir=250A, A type, 2-pole, Idn=0.01A, In=16A | 159.9149 | 1
263599 | PF7-25/2/003-A-DE | Residual current device Ir=250A, A type, 2-pole, Idn=0.03A, In=25A | 113.2662 | 1
263577 | PF7-25/2/003-DE | Residual current device Ir=250A, AC type, 2-pole, Idn=0.03A, In=25A | 97.1104 | 1
263619 | PF7-25/2/003-G-DE | Residual current device Ir=3kA, G type, 2-pole, Idn=0.03A, In=25A | 159.2752 | 1
263578 | PF7-25/2/01-DE | Residual current device Ir=250A, AC type, 2-pole, Idn=0.10A, In=25A | 90.5879 | 1
165805 | PF7-25/2/03 | Residual current device Ir=250A, AC type, 2-pole, Idn=0.30A, In=25A | 88.8414 | 1
263601 | PF7-25/2/03-A-DE | Residual current device Ir=250A, A type, 2-pole, Idn=0.30A, In=25A | 113.0906 | 1
263608 | PF7-25/4/003-A-DE | Residual current device Ir=250A, A type, 4-pole, Idn=0.03A, In=25A | 143.4079 | 1
263584 | PF7-25/4/003-DE | Residual current device Ir=250A, AC type, 4-pole, Idn=0.03A, In=25A | 106.6935 | 1
263609 | PF7-25/4/01-A-DE | Residual current device Ir=250A, A type, 4-pole, Idn=0.10A, In=25A | 133.5739 | 1
263585 | PF7-25/4/01-DE | Residual current device Ir=250A, AC type, 4-pole, Idn=0.10A, In=25A | 106.6935 | 1
263610 | PF7-25/4/03-A-DE | Residual current device Ir=250A, A type, 4-pole, Idn=0.30A, In=25A | 133.3607 | 1
263602 | PF7-40/2/003-A-DE | Residual current device Ir=250A, A type, 2-pole, Idn=0.03A, In=40A | 113.2662 | 1
263579 | PF7-40/2/003-DE | Residual current device Ir=250A, AC type, 2-pole, Idn=0.03A, In=40A | 97.1104 | 1
263621 | PF7-40/2/003-G-DE | Residual current device Ir=3kA, G type, 2-pole, Idn=0.03A, In=40A | 141.3633 | 1
263603 | PF7-40/2/01-A-DE | Residual current device Ir=250A, A type, 2-pole, Idn=0.10A, In=40A | 101.2372 | 1
263580 | PF7-40/2/01-DE | Residual current device Ir=250A, AC type, 2-pole, Idn=0.10A, In=40A | 90.4499 | 1
263629 | PF7-40/2/01-S-DE | Residual current device, Ir=5kA, S type, 2-pole, Idn=0.10A, In=40A | 141.3633 | 1
263604 | PF7-40/2/03-A-DE | Residual current device Ir=250A, A type, 2-pole, Idn=0.30A, In=40A | 113.0906 | 1
263630 | PF7-40/2/03-S-DE | Residual current device, Ir=5kA, S type, 2-pole, Idn=0.30A, In=40A | 141.3633 | 1
263611 | PF7-40/4/003-A-DE | Residual current device Ir=250A, A type, 4-pole, Idn=0.03A, In=40A | 133.5739 | 1
263586 | PF7-40/4/003-DE | Residual current device Ir=250A, AC type, 4-pole, Idn=0.03A, In=40A | 114.5582 | 1
263623 | PF7-40/4/003-G-DE | Residual current device Ir=3kA, G type, 4-pole, Idn=0.03A, In=40A | 172.5962 | 1
263612 | PF7-40/4/01-A | Residual current device Ir=250A, A type, 4-pole, Idn=0.10A, In=40A | 131.2004 | 1
263587 | PF7-40/4/01-DE | Residual current device Ir=250A, AC type, 4-pole, Idn=0.10A, In=40A | 114.5582 | 1
263624 | PF7-40/4/01-G-DE | Residual current device Ir=3kA, G type, 4-pole, Idn=0.10A, In=40A | 173.3488 | 1
263638 | PF7-40/4/01-U | Residual current device Ir=5kA, U, 4-p, for freq.conv, Idn=0.10A, In=40A | 158.5788 | 1
263613 | PF7-40/4/03-A-DE | Residual current device Ir=250A, A type, 4-pole, Idn=0.30A, In=40A | 133.3607 | 1
263588 | PF7-40/4/03-DE | Residual current device Ir=250A, AC type, 4-pole, Idn=0.30A, In=40A | 114.7338 | 1
263633 | PF7-40/4/03-S/A-DE | Residual current device Ir=5kA, S/A type, 4-pole, Idn=0.30A, In=40A | 186.1179 | 1
263639 | PF7-40/4/03-U-DE | Residual current device Ir=5kA, U, 4-p, for freq.conv, Idn=0.30A, In=40A | 225.1653 | 1
263589 | PF7-40/4/05-DE | Residual current device Ir=250A, AC type, 4-pole, Idn=0.50A, In=40A | 106.6935 | 1
263605 | PF7-63/2/003-A | Residual current device Ir=250A, A type, 2-pole, Idn=0.03A, In=63A | 116.4146 | 1
263581 | PF7-63/2/003-DE | Residual current device Ir=250A, AC type, 2-pole, Idn=0.03A, In=63A | 116.4146 | 1
263607 | PF7-63/2/03-A-DE | Residual current device Ir=250A, A type, 2-pole, Idn=0.30A, In=63A | 116.4193 | 1
263583 | PF7-63/2/03-DE | Residual current device Ir=250A, AC type, 2-pole, Idn=0.30A, In=63A | 116.4146 | 1
263614 | PF7-63/4/003-A-DE | Residual current device Ir=250A, A type, 4-pole, Idn=0.03A, In=63A | 172.9725 | 1
263590 | PF7-63/4/003-DE | Residual current device Ir=250A, AC type, 4-pole, Idn=0.03A, In=63A | 148.3499 | 1
263625 | PF7-63/4/003-G-DE | Residual current device Ir=3kA, G type, 4-pole, Idn=0.03A, In=63A | 224.513 | 1
263628 | PF7-63/4/003-R | Residual current device Ir=3kA, AC, 4-p, for X-rays, Idn=0.03A, In=63A | 173.6624 | 1
263628 | PF7-63/4/003-R-DE | Residual current device Ir=3kA, AC, 4-p, for X-rays, Idn=0.03A, In=63A | 173.6624 | 1
263615 | PF7-63/4/01-A-DE | Residual current device Ir=250A, A type, 4-pole, Idn=0.10A, In=63A | 172.6965 | 1
263591 | PF7-63/4/01-DE | Residual current device Ir=250A, AC type, 4-pole, Idn=0.10A, In=63A | 148.3499 | 1
263627 | PF7-63/4/01-G-DE | Residual current device Ir=3kA, G type, 4-pole, Idn=0.10A, In=63A | 224.513 | 1
263640 | PF7-63/4/01-U | Residual current device Ir=5kA, U, 4-p, for freq.conv, Idn=0.10A, In=63A | 174.0834 | 1
263616 | PF7-63/4/03-A-DE | Residual current device Ir=250A, A type, 4-pole, Idn=0.30A, In=63A | 172.6965 | 1
263592 | PF7-63/4/03-DE | Residual current device Ir=250A, AC type, 4-pole, Idn=0.30A, In=63A | 138.1648 | 1
263635 | PF7-63/4/03-S/A-DE | Residual current device Ir=5kA, S/A type, 4-pole, Idn=0.30A, In=63A | 224.513 | 1
263641 | PF7-63/4/03-U-DE | Residual current device Ir=5kA, U, 4-p, for freq.conv, Idn=0.30A, In=63A | 301.366 | 1
263593 | PF7-63/4/05-DE | Residual current device Ir=250A, AC type, 4-pole, Idn=0.50A, In=63A | 138.1648 | 1
263617 | PF7-80/4/003-A | Residual current device Ir=250A, A type, 4-pole, Idn=0.03A, In=80A | 211.8637 | 1
263594 | PF7-80/4/003-DE | Residual current device Ir=250A, AC type, 4-pole, Idn=0.03A, In=80A | 267.1854 | 1
263595 | PF7-80/4/01-DE | Residual current device Ir=250A, AC type, 4-pole, Idn=0.10A, In=80A | 255.8588 | 1
263636 | PF7-80/4/01-S-DE | Residual current device, Ir=5kA, S type, 4-pole, Idn=0.10A, In=80A | 383.7882 | 1
263618 | PF7-80/4/03-A | Residual current device Ir=250A, A type, 4-pole, Idn=0.30A, In=80A | 192.532 | 1
263596 | PF7-80/4/03-DE | Residual current device Ir=250A, AC type, 4-pole, Idn=0.30A, In=80A | 248.8471 | 1
292495 | PF7-80/4/03-U | Residual current device Ir=5kA, U, 4-p, for freq.conv, Idn=0.30A, In=80A | 202.4432 | 1
263597 | PF7-80/4/05-DE | Residual current device Ir=250A, AC type, 4-pole, Idn=0.50A, In=80A | 255.8588 | 1
249031 | PFDM-125/2/003 | Residual current device, Ir=200A, AC type, 2-pole, Idn=0.03A, In=125A | 1177.7934 | 1
249035 | PFDM-125/2/003-A | Residual current device, Ir=200A, A type, 2-pole, Idn=0.03A, In=125A | 698.1532 | 1
249033 | PFDM-125/2/03 | Residual current device, Ir=200A, AC type, 2-pole, Idn=0.30A, In=125A | 267.6119 | 1
249037 | PFDM-125/2/03-A | Residual current device, Ir=200A, A type, 2-pole, Idn=0.30A, In=125A | 610.2959 | #N/A
235916 | PFDM-125/4/003 | Residual current device, Ir=200A, AC type, 4-pole, Idn=0.03A, In=125A | 2956.6881 | 1
235920 | PFDM-125/4/003-A | Residual current device, Ir=200A, A type, 4-pole, Idn=0.03A, In=125A | 3547.9806 | 1
235917 | PFDM-125/4/01 | Residual current device, Ir=200A, AC type, 4-pole, Idn=0.10A, In=125A | 1730.49 | 1
235921 | PFDM-125/4/01-A | Residual current device, Ir=200A, A type, 4-pole, Idn=0.10A, In=125A | 2074.6162 | 1
235918 | PFDM-125/4/03 | Residual current device, Ir=200A, AC type, 4-pole, Idn=0.30A, In=125A | 1887.7081 | 1
235922 | PFDM-125/4/03-A | Residual current device, Ir=200A, A type, 4-pole, Idn=0.30A, In=125A | 2264.7229 | 1
285639 | PFDM-125/4/03-S/A | Residual current device, Ir=200A, S/A type, 4-pole, Idn=0.30A, In=125A | 2622.2704 | 1
235919 | PFDM-125/4/05 | Residual current device, Ir=200A, AC type, 4-pole, Idn=0.50A, In=125A | 1742.9581 | 1
235923 | PFDM-125/4/05-A | Residual current device, Ir=200A, A type, 4-pole, Idn=0.50A, In=125A | 2090.7971 | 1
104908 | PFIM-40/4/003-A-ITT | #N/A | 364.7531 | 1
286429 | PFL6-10/1N/B/003 | Combined RCD/MCB device, Ir=250A, AC, 1+N, 6kA, B, Idn=0.03A, In=10A | 90.7569 | 1
286465 | PFL6-10/1N/C/003 | Combined RCD/MCB device, Ir=250A, AC, 1+N, 6kA, C, Idn=0.03A, In=10A | 90.7569 | 1
286430 | PFL6-13/1N/B/003 | Combined RCD/MCB device, Ir=250A, AC, 1+N, 6kA, B, Idn=0.03A, In=13A | 91.3484 | 1
286466 | PFL6-13/1N/C/003 | Combined RCD/MCB device, Ir=250A, AC, 1+N, 6kA, C, Idn=0.03A, In=13A | 90.7441 | 1
286431 | PFL6-16/1N/B/003 | Combined RCD/MCB device, Ir=250A, AC, 1+N, 6kA, B, Idn=0.03A, In=16A | 90.7569 | 1
286467 | PFL6-16/1N/C/003 | Combined RCD/MCB device, Ir=250A, AC, 1+N, 6kA, C, Idn=0.03A, In=16A | 90.7569 | 1
286432 | PFL6-20/1N/B/003 | Combined RCD/MCB device, Ir=250A, AC, 1+N, 6kA, B, Idn=0.03A, In=20A | 90.7441 | 1
286468 | PFL6-20/1N/C/003 | Combined RCD/MCB device, Ir=250A, AC, 1+N, 6kA, C, Idn=0.03A, In=20A | 90.7569 | 1
286433 | PFL6-25/1N/B/003 | Combined RCD/MCB device, Ir=250A, AC, 1+N, 6kA, B, Idn=0.03A, In=25A | 90.7569 | 1
286469 | PFL6-25/1N/C/003 | Combined RCD/MCB device, Ir=250A, AC, 1+N, 6kA, C, Idn=0.03A, In=25A | 90.7569 | 1
286434 | PFL6-32/1N/B/003 | Combined RCD/MCB device, Ir=250A, AC, 1+N, 6kA, B, Idn=0.03A, In=32A | 104.0253 | 1
286470 | PFL6-32/1N/C/003 | Combined RCD/MCB device, Ir=250A, AC, 1+N, 6kA, C, Idn=0.03A, In=32A | 104.0253 | 1
286435 | PFL6-40/1N/B/003 | Combined RCD/MCB device, Ir=250A, AC, 1+N, 6kA, B, Idn=0.03A, In=40A | 115.5065 | 1
286471 | PFL6-40/1N/C/003 | Combined RCD/MCB device, Ir=250A, AC, 1+N, 6kA, C, Idn=0.03A, In=40A | 104.0253 | 1
286428 | PFL6-6/1N/B/003 | Combined RCD/MCB device, Ir=250A, AC, 1+N, 6kA, B, Idn=0.03A, In=6A | 90.7569 | 1
286464 | PFL6-6/1N/C/003 | Combined RCD/MCB device, Ir=250A, AC, 1+N, 6kA, C, Idn=0.03A, In=6A | 90.7569 | 1
263435 | PFL7-10/1N/B/003-A-DE | Combined RCD/MCB device, Ir=250A, A, 1+N, 10kA, 10kA, B, Idn=0.03A, In=10A | 120.1024 | 1
263434 | PFL7-10/1N/B/003-DE | Combined RCD/MCB device, Ir=250A, AC, 1+N, 10kA, B, Idn=0.03A, In=10A | 96.2324 | 1
263517 | PFL7-10/1N/C/003-A-DE | Combined RCD/MCB device, Ir=250A, A, 1+N, 10kA, 10kA, C, Idn=0.03A, In=10A | 120.1024 | 1
263516 | PFL7-10/1N/C/003-DE | Combined RCD/MCB device, Ir=250A, AC, 1+N, 10kA, C, Idn=0.03A, In=10A | 96.2324 | 1
263518 | PFL7-13/1N/B/003 | Combined RCD/MCB device, Ir=250A, AC, 1+N, 10kA, B, Idn=0.03A, In=13A | 107.3834 | 1
263519 | PFL7-13/1N/B/003-A | Combined RCD/MCB device, Ir=250A, A, 1+N, 10kA, 10kA, B, Idn=0.03A, In=13A | 134.2387 | 1
263532 | PFL7-13/1N/C/003-A-DE | Combined RCD/MCB device, Ir=250A, A, 1+N, 10kA, 10kA, C, Idn=0.03A, In=13A | 120.1024 | 1
263531 | PFL7-13/1N/C/003-DE | Combined RCD/MCB device, Ir=250A, AC, 1+N, 10kA, C, Idn=0.03A, In=13A | 96.2324 | 1
263535 | PFL7-16/1N/B/003-A-DE | Combined RCD/MCB device, Ir=250A, A, 1+N, 10kA, 10kA, B, Idn=0.03A, In=16A | 157.7825 | 1
263534 | PFL7-16/1N/B/003-DE | Combined RCD/MCB device, Ir=250A, AC, 1+N, 10kA, B, Idn=0.03A, In=16A | 96.2324 | 1
263538 | PFL7-16/1N/C/003-A-DE | Combined RCD/MCB device, Ir=250A, A, 1+N, 10kA, 10kA, C, Idn=0.03A, In=16A | 120.1024 | 1
263537 | PFL7-16/1N/C/003-DE | Combined RCD/MCB device, Ir=250A, AC, 1+N, 10kA, C, Idn=0.03A, In=16A | 96.2324 | 1
165628 | PFL7-2/1N//C/003-A | #N/A | 150.7529 | 1
263428 | PFL7-2/1N/C/003-DE | #N/A | 96.2324 | 1
263540 | PFL7-20/1N/B/003 | Combined RCD/MCB device, Ir=250A, AC, 1+N, 10kA, B, Idn=0.03A, In=20A | 115.2983 | 1
263541 | PFL7-20/1N/B/003-A | Combined RCD/MCB device Ir=250A, A, 1+N, 10kA, char.B, Idn=0.03A, In=20A | 134.2387 | 1
263544 | PFL7-20/1N/C/003-A | Combined RCD/MCB device Ir=250A, A, 1+N, 10kA, char.C, Idn=0.03A, In=20A | 134.2387 | 1
263543 | PFL7-20/1N/C/003-DE | Combined RCD/MCB device, Ir=250A, AC, 1+N, 10kA, C, Idn=0.03A, In=20A | 103.1689 | 1
263546 | PFL7-25/1N/B/003 | Combined RCD/MCB device, Ir=250A, AC, 1+N, 10kA, B, Idn=0.03A, In=25A | 115.4739 | 1
263547 | PFL7-25/1N/B/003-A | Combined RCD/MCB device Ir=250A, A, 1+N, 10kA, char.B, Idn=0.03A, In=25A | 134.2387 | 1
263550 | PFL7-25/1N/C/003-A | Combined RCD/MCB device Ir=250A, A, 1+N, 10kA, char.C, Idn=0.03A, In=25A | 134.2387 | 1
263549 | PFL7-25/1N/C/003-DE | Combined RCD/MCB device, Ir=250A, AC, 1+N, 10kA, C, Idn=0.03A, In=25A | 109.3904 | 1
263552 | PFL7-32/1N/B/003 | Combined RCD/MCB device, Ir=250A, AC, 1+N, 10kA, B, Idn=0.03A, In=32A | 123.2633 | 1
263553 | PFL7-32/1N/B/003-A | Combined RCD/MCB device Ir=250A, A, 1+N, 10kA, char.B, Idn=0.03A, In=32A | 134.2387 | 1
263556 | PFL7-32/1N/C/003-A | Combined RCD/MCB device Ir=250A, A, 1+N, 10kA, char.C, Idn=0.03A, In=32A | 134.2387 | 1
263555 | PFL7-32/1N/C/003-DE | Combined RCD/MCB device, Ir=250A, AC, 1+N, 10kA, C, Idn=0.03A, In=32A | 110.2935 | 1
165684 | PFL7-4/1N//C/003-A | #N/A | 121.8044 | 1
165684 | PFL7-4/1N//C/003-A | #N/A | 121.8044 | 1
263429 | PFL7-4/1N/C/003-DE | #N/A | 96.2324 | 1
263558 | PFL7-40/1N/B/003 | Combined RCD/MCB device, Ir=250A, AC, 1+N, 10kA, B, Idn=0.03A, In=40A | 123.0877 | 1
263559 | PFL7-40/1N/B/003-A | Combined RCD/MCB device Ir=250A, A, 1+N, 10kA, char.B, Idn=0.03A, In=40A | 134.2387 | 1
263562 | PFL7-40/1N/C/003-A | Combined RCD/MCB device Ir=250A, A, 1+N, 10kA, char.C, Idn=0.03A, In=40A | 134.2387 | 1
263561 | PFL7-40/1N/C/003-DE | Combined RCD/MCB device, Ir=250A, AC, 1+N, 10kA, C, Idn=0.03A, In=40A | 116.6028 | 1
263431 | PFL7-6/1N/B/003-A | Combined RCD/MCB device, Ir=250A, A, 1+N, 10kA, 10kA, B, Idn=0.03A, In=6A | 134.2387 | 1
263430 | PFL7-6/1N/B/003-DE | Combined RCD/MCB device, Ir=250A, AC, 1+N, 10kA, B, Idn=0.03A, In=6A | 96.2324 | 1
263515 | PFL7-6/1N/C/003-A-DE | Combined RCD/MCB device, Ir=250A, A, 1+N, 10kA, 10kA, C, Idn=0.03A, In=6A | 120.1024 | 1
263432 | PFL7-6/1N/C/003-DE | Combined RCD/MCB device, Ir=250A, AC, 1+N, 10kA, C, Idn=0.03A, In=6A | 96.2324 | 1
285555 | PFR-003 | Residual current relay, Idn=0.03A | 576.9053 | 1
285556 | PFR-03 | Residual current relay, Idn=0.3A | 576.9053 | 1
235864 | PFR2-03-S/A | Residual current relay, Ir=5kA, S/A type, Idn=0.3A, In=16A | 150.9464 | 1
235868 | PFR2-03-U | Residual current relay, Ir=5kA, U type, freq.conv., Idn=0.3A, In=16A | 156.1017 | 1
235866 | PFR2-1-S/A | Residual current relay, Ir=5kA, S/A type, Idn=1.0A, In=16A | 150.9464 | 1
235870 | PFR2-1-U | Residual current relay, Ir=5kA, U type, freq.conv., Idn=1.0A, In=16A | 62.2245 | 1
235865 | PFR3-03-S/A | Residual current relay, Ir=5kA, S/A type, Idn=0.3A, In=16A | 150.9464 | 1
235869 | PFR3-03-U | Residual current relay, Ir=5kA, U type, freq.conv., Idn=0.3A, In=16A | 63.8343 | 1
235867 | PFR3-1-S/A | Residual current relay, Ir=5kA, S/A type, Idn=1.0A, In=16A | 150.9464 | 1
235871 | PFR3-1-U | Residual current relay, Ir=5kA, U type, freq.conv., Idn=1.0A, In=16A | 98.578 | 1
285557 | PFR-5 | Residual current relay, Idn=0.03-5.0A, tsd=0.02-5s | 697.6724 | 1
116963 | PFR-5-110AC | Earth-leakage circuit-breaker 0, 03-5 A, 110AC | 359.9736 | 1
285602 | PFR-W-105 | Ring-type transformer, max.cable diameter D=105mm | 514.1761 | 1
285603 | PFR-W-140 | Ring-type transformer, max.cable diameter D=140mm | 875.8253 | 1
285558 | PFR-W-20 | Ring-type transformer, max.cable diameter D=20mm | 204.243 | 1
285604 | PFR-W-210 | Ring-type transformer, max.cable diameter D=210mm | 1081.0592 | 1
285559 | PFR-W-30 | Ring-type transformer, max.cable diameter D=30mm | 227.4858 | 1
285600 | PFR-W-35 | Ring-type transformer, max.cable diameter D=35mm | 340.4134 | 1
285601 | PFR-W-70 | Ring-type transformer, max.cable diameter D=70mm | 365.4749 | 1
286006 | PFR-WC | Fixing clip, DIN rail mounting of PFR-W, set 2pcs | 5.5316 | 1
286003 | PFR-WMA-105 | Magnetic shielding for ring-type transf. PFR-W-105 | 263.3221 | 1
286004 | PFR-WMA-140 | Magnetic shielding for ring-type transf. PFR-W-140 | 404.8986 | 1
286005 | PFR-WMA-210 | Magnetic shielding for ring-type transf. PFR-W-210 | 541.1317 | 1
286001 | PFR-WMA-35 | Magnetic shielding for ring-type transf. PFR-W-35 | 114.3199 | 1
286002 | PFR-WMA-70 | Magnetic shielding for ring-type transf. PFR-W-70 | 150.8868 | 1
133106 | PHZ-A-ADD-ON | Universal Lock with Rotary Handle - Retro-fitting set | 31.6385 | 1
133105 | PHZ-A-COMP | Universal Lock with Rotary Handle - Complete set | 50.5684 | 1
138574 | PHZ-E10/30-GS | Half-Cylinder insert, Identical locking (1pc) | 38.725 | 1
138575 | PHZ-E10/30-VS | Half-Cylinder insert, different locking (1pc) | 50.0892 | 1
121721 | PKE12 | Motor starter, base unit, Ir=0.3-12.0A | 92.4867 | 1
158241 | PKE12/AK | Motor starter, base unit, Ir=0.3-12.0A, with lockable handle | 132.3123 | 1
158242 | PKE12/AK/XTU-1,2 | Motor starter, assembly; Ir=0,3-1,2A; P=0,12-0,37kW, with lockable handle | 368.7656 | 1
158243 | PKE12/AK/XTU-12 | Motor starter, assembly; Ir=3-12A; P=1,5-5,5kW, with lockable handle | 317.0666 | 1
158244 | PKE12/AK/XTU-4 | Motor starter, assembly; Ir=1-4A; P=0,37-1,5kW, with lockable handle | 317.3142 | 1
121731 | PKE12/XTU-1,2 | Motor starter, assembly, Ir=0,3-1,2A, P=0,12-0,37kW | 258.1152 | 1
121733 | PKE12/XTU-12 | Motor starter, assembly, Ir=3-12A, P=1,5-5,5kW | 224.4302 | 1
121732 | PKE12/XTU-4 | Motor starter, assembly, Ir=1-4A, P=0,37-1,5kW | 224.4302 | 1
121722 | PKE32 | Motor starter, base unit, Ir=8-32.0A | 94.3433 | 1
158245 | PKE32/AK | Motor starter, base unit, Ir=8-32.0A, with lockable handle | 131.2597 | 1
158246 | PKE32/AK/XTU-32 | Motor starter, assembly; Ir=8-32A; P=5,5-15kW, with lockable handle | 322.7627 | 1
121734 | PKE32/XTU-32 | Motor starter, assembly, Ir=8-32A, P=5,5-15kW | 252.484 | 1
168972 | PKE32/XTUCP-36 | Motor starter, assembly, circuit protection; Ir=15-36A; Irm=75-288A | 315.3949 | 1
168970 | PKE32-COM | Connection cable to PKE and SWD modules | 86.8667 | 1
134837 | PKE32-XMB | Part for mounting of PKE onto panel | 26.0095 | 20
138258 | PKE65 | Motor starter, base unit, Ir=8-65A | 331.2765 | 1
158247 | PKE65/AK | Motor starter, base unit, Ir=8-65A, with lockable handle | 370.8088 | 1
158248 | PKE65/AK/XTU-65 | Motor starter, assembly; Ir=16-65A; P=30kW, with lockable handle | 642.8012 | 1
170482 | PKE65/AK/XTU-65-SP | #N/A | 637.0571 | 1
158249 | PKE65/AK/XTUW-32 | Motor starter, assembly; Ir=8-32A; P=15kW, with lockable handle | 639.8912 | 1
138516 | PKE65/XTU-65 | Motor starter, assembly, Ir=16-65A, P=30kW | 544.8009 | 1
168974 | PKE65/XTUCP-65 | Motor starter, assembly, circuit protection; Ir=30-65A; Irm=150-520A | 641.4391 | 1
138517 | PKE65/XTUW-32 | Motor starter, assembly, Ir=8-32A, P=15kW | 535.3977 | 1
168973 | PKE65/XTUWCP-36 | Motor starter, assembly, circuit protection; Ir=15-36A; Irm=75-288A | 626.8272 | 1
126895 | PKE-SWD-32 | SWD, function component, PKE 12/32, manual/automat | 179.7782 | 4
172735 | PKE-SWD-CP | SWD modul for PKE-XTU(W)ACP-… | 217.2535 | 1
150614 | PKE-SWD-SP | SWD modul for PKE | 107.7152 | 1
142416 | PKE-XH | Handle with door coupling | 77.1029 | 1
142418 | PKE-XH-MCC | Handle with door coupling | 77.1029 | 1
164299 | PKE-XHT-MCC | Handle with door coupling | 80.9848 | 1
142417 | PKE-XRH | Handle with door coupling, red | 86.6299 | 1
142419 | PKE-XRH-MCC | Handle with door coupling, red | 86.6299 | 1
121723 | PKE-XTU-1,2 | Electronic trip unit for PKE12, standard, Ir=0,3-1,2A, P=0,12-0,37kW | 164.3637 | 1
121725 | PKE-XTU-12 | Electronic trip unit for PKE12, standard, Ir=3-12A, P=1,5-5,5kW | 154.2958 | 1
121726 | PKE-XTU-32 | Electronic trip unit for PKE32, standard, Ir=8-32A, P=5,5-15kW | 154.2958 | 1
121724 | PKE-XTU-4 | Electronic trip unit for PKE12, standard, Ir=1-4A, P=0,37-1,5kW | 154.2958 | 1
138259 | PKE-XTU-65 | Electronic trip unit for PKE65, standard, Ir=16-65A, P=30kW | 265.6752 | 1
121727 | PKE-XTUA-1,2 | Electronic trip unit for PKE12 with SmartWire-DT communication, Ir=0,3-1,2A, P=0,12-0,37kW | 191.6935 | 1
121729 | PKE-XTUA-12 | Electronic trip unit for PKE12 with SmartWire-DT communication, Ir=3-12A, P=1,5-5,5kW | 179.6239 | 1
121730 | PKE-XTUA-32 | Electronic trip unit for PKE32 with SmartWire-DT communication, Ir=8-32A, P=5,5-15kW | 173.6454 | 1
121728 | PKE-XTUA-4 | Electronic trip unit for PKE12 with SmartWire-DT communication, Ir=1-4A, P=0,37-1,5kW | 177.8882 | 1
138260 | PKE-XTUA-65 | Electronic trip unit for PKE65 with SmartWire-DT communication, Ir=16-65A, P=30kW | 316.3057 | 1
168795 | PKE-XTUACP-36 | Electronic trip unit for PKE32 with SmartWire-DT, circuit protection, Ir=15-36A; Irm=75-288A | 207.1675 | 1
168799 | PKE-XTUACP-65 | Electronic trip unit for PKE32 with SmartWire-DT, circuit protection, Ir=30-65A; Irm=150-520A | 292.2387 | 1
153164 | PKE-XTUCP-36 | Electronic trip unit for PKE32, circuit protection, Ir=15-36A, Irm=75-288A | 205.2092 | 1
168798 | PKE-XTUCP-65 | Electronic trip unit for PKE65, circuit protection; Ir=30-65A; Irm=150-520A | 270.5065 | 1
138261 | PKE-XTUW-32 | Electronic trip unit for PKE32, standard, Ir=8-32A, P=15kW | 237.8657 | 1
138262 | PKE-XTUWA-32 | Electronic trip unit for PKE65 with SmartWire-DT communication, Ir=8-32A, P=15kW | 275.8322 | 1
168797 | PKE-XTUWACP-36 | Electronic trip unit for PKE32 with SmartWire-DT, circuit protection, Ir=15-36A; Irm=75-288A | 277.6267 | 1
168796 | PKE-XTUWCP-36 | Electronic trip unit for PKE65, circuit protection; Ir=15-36A; Irm=75-288A | 255.8946 | 1
173416 | PKE-XZMR(230V50HZ) | Overload relay function module for motor starters PKE, 230V/50Hz | 206.2658 | 1
173425 | PKE-XZMR(24VDC) | Overload relay function module for motor starters PKE, 24V DC | 225.897 | 1
72720 | PKM0-0,16 | Motor starter without thermal release, PKM0 type, Ir=0.16A | 58.201 | 1
72721 | PKM0-0,25 | Motor starter without thermal release, PKM0 type, Ir=0.25A | 58.201 | 1
72722 | PKM0-0,4 | Motor starter without thermal release, PKM0 type, Ir=0.40A | 58.201 | 1
72723 | PKM0-0,63 | Motor starter without thermal release, PKM0 type, Ir=0.63A | 61.0358 | 1
72724 | PKM0-1 | Motor starter without thermal release, PKM0 type, Ir=1A | 63.6198 | 1
72725 | PKM0-1,6 | Motor starter without thermal release, PKM0 type, Ir=1.6A | 70.8196 | 1
72729 | PKM0-10 | Motor starter without thermal release, PKM0 type, Ir=10A | 82.2215 | 1
278490 | PKM0-12 | Motor starter without thermal release, PKM0 type, Ir=12A | 82.2215 | 1
44502 | PKM0-16 | Motor starter without thermal release, PKM0 type, Ir=16A | 82.3971 | 1
72726 | PKM0-2,5 | Motor starter without thermal release, PKM0 type, Ir=2.5A | 70.8196 | 1
203594 | PKM0-20 | Motor starter without thermal release, PKM0 type, Ir=20A | 87.2138 | 1
44503 | PKM0-25 | Motor starter without thermal release, PKM0 type, Ir=25A | 103.5075 | 1
278491 | PKM0-32 | Motor starter without thermal release, PKM0 type, Ir=32A | 131.9433 | 1
72727 | PKM0-4 | Motor starter without thermal release, PKM0 type, Ir=4A | 70.8196 | 1
72728 | PKM0-6,3 | Motor starter without thermal release, PKM0 type, Ir=3A | 70.8196 | 1
236217 | PKNM-16/1N/C/003-A-MW |  | 130.8166 | 1
106134 | PKZ0-XAH | Plug-in extens.shaft can be cut | 11.9327 | 1
106132 | PKZ0-XH | Handle with door coupling | 65.0431 | 1
106135 | PKZ0-XHM | Handle with door coupling | 50.232 | 1
106136 | PKZ0-XH-MCC | Handle with door coupling | 69.8259 | 1
164297 | PKZ0-XHT-MCC | #N/A | 69.5572 | 1
106133 | PKZ0-XRH | Handle with door coupling, red | 72.9115 | 1
106138 | PKZ0-XRH62 | Handle with door coupling, red | 56.3776 | 1
106137 | PKZ0-XRH-MCC | Handle with door coupling, red | 72.9115 | 1
72730 | PKZM0-0,16 | Motor starter, screw-type terminals, Ir=0.1-0.16A | 70.1416 | 1
229669 | PKZM0-0,16-C | Motor starter, spring-loaded terminals, Ir=0.1-0.16A | 113.8488 | 1
229828 | PKZM0-0,16-SC | Motor starter, screw-type+spring-loaded terminals, Ir=0.1-0.16A | 63.8297 | 1
88907 | PKZM0-0,16-T | Transformer circuit breaker, PKZM0 -T type, Ir=0.1-0.16A | 63.1274 | 1
72731 | PKZM0-0,25 | Motor starter, screw-type terminals, Ir=0.16-0.25A | 70.1416 | 1
229670 | PKZM0-0,25-C | Motor starter, spring-loaded terminals, Ir=0.16-0.25A | 112.7649 | 1
229829 | PKZM0-0,25-SC | Motor starter, screw-type+spring-loaded terminals, Ir=0.16-0.25A | 63.1274 | 1
88908 | PKZM0-0,25-T | Transformer circuit breaker, PKZM0 -T type, Ir=0.16-0.25A | 63.1274 | 1
72732 | PKZM0-0,4 | Motor starter, screw-type terminals, Ir=0.25-0.40A | 70.5273 | 1
229671 | PKZM0-0,4-C | Motor starter, spring-loaded terminals, Ir=0.25-0.40A | 93.4594 | 1
229830 | PKZM0-0,4-SC | Motor starter, screw-type+spring-loaded terminals, Ir=0.25-0.40A | 63.4746 | 1
88909 | PKZM0-0,4-T | Transformer circuit breaker, PKZM0 -T type, Ir=0.25-0.40A | 63.4746 | 1
72733 | PKZM0-0,63 | Motor starter, screw-type terminals, Ir=0.4-0.63A | 75.0844 | 1
265334 | PKZM0-0,63/AK | #N/A | 75.8726 | 1
229672 | PKZM0-0,63-C | Motor starter, spring-loaded terminals, Ir=0.4-0.63A | 92.4281 | 1
229831 | PKZM0-0,63-SC | Motor starter, screw-type+spring-loaded terminals, Ir=0.4-0.63A | 67.5759 | 1
88910 | PKZM0-0,63-T | Transformer circuit breaker, PKZM0 -T type, Ir=0.4-0.63A | 67.5759 | 1
72734 | PKZM0-1 | Motor starter, screw-type terminals, Ir=0.63-1A | 78.9986 | 1
72735 | PKZM0-1,6 | Motor starter, screw-type terminals, Ir=1-1.6A | 84.0128 | 1
265336 | PKZM0-1,6/AK | #N/A | 83.891 | 1
229674 | PKZM0-1,6-C | Motor starter, spring-loaded terminals, Ir=1-1.6A | 92.2621 | 1
229833 | PKZM0-1,6-SC | Motor starter, screw-type+spring-loaded terminals, Ir=1-1.6A | 75.6115 | 1
88912 | PKZM0-1,6-T | Transformer circuit breaker, PKZM0 -T type, Ir=1-1.6A | 78.5686 | 1
72739 | PKZM0-10 | Motor starter, screw-type terminals, Ir=6.3-10A | 98.0982 | 1
278475 | PKZM01-0,16 | Motor starter, pushbutton control, Ir=0.1-0.16A | 58.6847 | 1
286068 | PKZM01-0,16-G | Motor starter, pushbutton control, enclosed IP65, Ir=0.1-0.16A | 83.8271 | 1
278476 | PKZM01-0,25 | Motor starter, pushbutton control, Ir=0.16-0.25A | 58.7704 | 1
286069 | PKZM01-0,25-G | Motor starter, pushbutton control, enclosed IP65, Ir=0.16-0.25A | 83.8271 | 1
278477 | PKZM01-0,4 | Motor starter, pushbutton control, Ir=0.25-0.40A | 58.6847 | 1
286080 | PKZM01-0,4-G | Motor starter, pushbutton control, enclosed IP65, Ir=0.25-0.40A | 83.8271 | 1
278478 | PKZM01-0,63 | Motor starter, pushbutton control, Ir=0.4-0.63A | 60.856 | 1
286081 | PKZM01-0,63-G | Motor starter, pushbutton control, enclosed IP65, Ir=0.4-0.63A | 87.9027 | 1
229678 | PKZM0-10-C | Motor starter, spring-loaded terminals, Ir=6.3-10A | 96.5268 | 1
229837 | PKZM0-10-SC | Motor starter, screw-type+spring-loaded terminals, Ir=6.3-10A | 88.2884 | 1
88916 | PKZM0-10-T | Transformer circuit breaker, PKZM0 -T type, Ir=6.3-10A | 93.4183 | 1
278479 | PKZM01-1 | Motor starter, pushbutton control, Ir=0.63-1A | 65.0988 | 1
278480 | PKZM01-1,6 | Motor starter, pushbutton control, Ir=1-1.6A | 68.2988 | 1
286083 | PKZM01-1,6-G | Motor starter, pushbutton control, enclosed IP65, Ir=1-1.6A | 95.7968 | 1
278484 | PKZM01-10 | Motor starter, pushbutton control, Ir=6.3-10A | 79.9271 | 1
286087 | PKZM01-10-G | Motor starter, pushbutton control, enclosed IP65, Ir=6.3-10A | 107.9723 | 1
278485 | PKZM01-12 | Motor starter, pushbutton control, Ir=8-12A | 79.77 | 1
286088 | PKZM01-12-G | Motor starter, pushbutton control, enclosed IP65, Ir=8-12A | 107.9723 | 1
283390 | PKZM01-16 | Motor starter, pushbutton control, Ir=10-16A | 82.1414 | 1
286089 | PKZM01-16-G | Motor starter, pushbutton control, enclosed IP65, Ir=10-16A | 107.9723 | 1
286082 | PKZM01-1-G | Motor starter, pushbutton control, enclosed IP65, Ir=0.63-1A | 90.4869 | 1
278486 | PKZM0-12 | Motor starter, screw-type terminals, Ir=8-12A | 98.6411 | 1
278481 | PKZM01-2,5 | Motor starter, pushbutton control, Ir=1.6-2.5A | 68.2988 | 1
286084 | PKZM01-2,5-G | Motor starter, pushbutton control, enclosed IP65, Ir=1.6-2.5A | 95.7968 | 1
283383 | PKZM01-20 | Motor starter, pushbutton control, Ir=16-20A | 95.9268 | 1
288893 | PKZM01-25 | Motor starter, pushbutton control, Ir=20-25A | 122.2121 | 1
278488 | PKZM0-12-C | Motor starter, spring-loaded terminals, Ir=8-12A | 96.4554 | 1
278487 | PKZM0-12-SC | Motor starter, screw-type+spring-loaded terminals, Ir=8-12A | 86.8099 | 1
278492 | PKZM0-12-T | Transformer circuit breaker, PKZM0 -T type, Ir=8-12A | 86.8099 | 1
278482 | PKZM01-4 | Motor starter, pushbutton control, Ir=2.5-4A | 68.2988 | 1
286085 | PKZM01-4-G | Motor starter, pushbutton control, enclosed IP65, Ir=2.5-4A | 95.7968 | 1
46938 | PKZM0-16 | Motor starter, screw-type terminals, Ir=10-16A | 98.0982 | 1
278483 | PKZM01-6,3 | Motor starter, pushbutton control, Ir=4-6.3A | 68.2988 | 1
286086 | PKZM01-6,3-G | Motor starter, pushbutton control, enclosed IP65, Ir=4-6.3A | 95.7968 | 1
265342 | PKZM0-16/AK | #N/A | 96.5759 | 1
229679 | PKZM0-16-C | Motor starter, spring-loaded terminals, Ir=10-16A | 98.0982 | 1
229838 | PKZM0-16-SC | Motor starter, screw-type+spring-loaded terminals, Ir=10-16A | 88.2884 | 1
88917 | PKZM0-16-T | Transformer circuit breaker, PKZM0 -T type, Ir=10-16A | 88.2884 | 1
229673 | PKZM0-1-C | Motor starter, spring-loaded terminals, Ir=0.63-1A | 91.9598 | 1
229832 | PKZM0-1-SC | Motor starter, screw-type+spring-loaded terminals, Ir=0.63-1A | 71.0987 | 1
88911 | PKZM0-1-T | Transformer circuit breaker, PKZM0 -T type, Ir=0.63-1A | 71.0987 | 1
72736 | PKZM0-2,5 | Motor starter, screw-type terminals, Ir=1.6-2.5A | 84.0128 | 1
265337 | PKZM0-2,5/AK |  | 83.9028 | 1
229675 | PKZM0-2,5-C | Motor starter, spring-loaded terminals, Ir=1.6-2.5A | 94.4977 | 1
229834 | PKZM0-2,5-SC | Motor starter, screw-type+spring-loaded terminals, Ir=1.6-2.5A | 75.6115 | 1
88913 | PKZM0-2,5-T | Transformer circuit breaker, PKZM0 -T type, Ir=1.6-2.5A | 75.6115 | 1
46988 | PKZM0-20 | Motor starter, screw-type terminals, Ir=16-20A | 108.8123 | 1
88918 | PKZM0-20-T | Transformer circuit breaker, PKZM0 -T type, Ir=16-20A | 97.9311 | 1
46989 | PKZM0-25 | Motor starter, screw-type terminals, Ir=20-25A | 126.1263 | 1
265344 | PKZM0-25/AK |  | 121.8036 | 1
278493 | PKZM0-25-T | Transformer circuit breaker, PKZM0 -T type, Ir=20-25A | 113.5137 | 1
278489 | PKZM0-32 | Motor starter, screw-type terminals, Ir=25-32A | 165.2096 | 1
156398 | PKZM0-32/AK | #N/A | 156.9803 | #N/A
72737 | PKZM0-4 | Motor starter, screw-type terminals, Ir=2.5-4A | 84.0128 | 1
229676 | PKZM0-4-C | Motor starter, spring-loaded terminals, Ir=2.5-4A | 94.3129 | 1
229835 | PKZM0-4-SC | Motor starter, screw-type+spring-loaded terminals, Ir=2.5-4A | 75.6115 | 1
265352 | PKZM0-4-SC/AK |  | 95.4944 | #N/A
88914 | PKZM0-4-T | Transformer circuit breaker, PKZM0 -T type, Ir=2.5-4A | 79.9957 | 1
72738 | PKZM0-6,3 | Motor starter, screw-type terminals, Ir=4-6.3A | 84.4842 | 1
265339 | PKZM0-6,3/AK | #N/A | 84.3292 | 1
229677 | PKZM0-6,3-C | Motor starter, spring-loaded terminals, Ir=4-6.3A | 97.8928 | 1
229836 | PKZM0-6,3-SC | Motor starter, screw-type+spring-loaded terminals, Ir=4-6.3A | 76.0358 | 1
88915 | PKZM0-6,3-T | Transformer circuit breaker, PKZM0 -T type, Ir=4-6.3A | 79.9957 | 1
283132 | PKZM0-XC45 | Mounting rail adapter 45mm | 11.3278 | 1
142529 | PKZM0-XC45L | Adapter plates for PKZ(PKE) + DS7 | 16.036 | 1
142570 | PKZM0-XC45L/2 | Adapter plates for PKZ(PKE) + DS7 | 18.2649 | 1
283149 | PKZM0-XDM12 | Interconnecting kit PKZM0-DILM7…15,direct,no tools | 18.9164 | 1
179646 | PKZM0-XDM15ME | Interconnecting kit | 7.1202 | 5
283153 | PKZM0-XDM32 | Interconnecting kit PKZM0-DILM17…38,direct | 22.2158 | 1
190312 | PKZM0-XDM32ME | Interconnecting kit for direct motor-starter combination | 6.1915 | #N/A
112119 | PKZM0-XM12DE | Electrical connection PKZM0-DILM7…15,direct,no tools | 8.7983 | 126
112118 | PKZM0-XM12DM | Mechanical connection for direct starter combination PKZM0-DILM7…DILM15 | 9.7826 | 126
105192 | PKZM0-XM12RM | Mechanical connection for reversing starter combination PKZM0-DILM7…DILM15 | 4.6191 | 126
239349 | PKZM0-XM32DE | Electrical connection PKZM0-DILM17…38,direct | 6.4888 | 5
239364 | PKZM0-XMR | Mounting rail | 2.6395 | 10
113911 | PKZM0-XMR54 | Mounting rail W=54mm for busbars | 3.5292 | 10
113912 | PKZM0-XMR72 | Mounting rail W=72mm for busbars | 4.7675 | 10
283185 | PKZM0-XRM12 | Interconnecting kit, reversing, no tools | 59.7736 | 1
283189 | PKZM0-XRM32 | Interconnecting kit, reversing | 59.1138 | 1
222350 | PKZM4-16 | Motor starter, PKZM4 type, Ir=10-16A | 227.9576 | 1
222352 | PKZM4-25 | Motor starter, PKZM4 type, Ir=16-25A | 228.4464 | 1
222353 | PKZM4-32 | Motor starter, PKZM4 type, Ir=25-32A | 236.6814 | 1
222354 | PKZM4-40 | Motor starter, PKZM4 type, Ir=32-40A | 265.8523 | 1
222355 | PKZM4-50 | Motor starter, PKZM4 type, Ir=40-50A | 301.666 | 1
222394 | PKZM4-58 | Motor starter, PKZM4 type, Ir=50-58A | 311.6801 | 1
222413 | PKZM4-63 | Motor starter, PKZM4 type, Ir=55-63A | 317.38 | 1
101054 | PKZM4-XC55/2 | Top-hat rail adapter plate 55mm | 23.2196 | 1
101053 | PKZM4-XDM65 | Interconnecting kit PKZM4-DILM40…72,direct | 46.182 | 1
101056 | PKZM4-XM65DE | Electrical connection PKZM4-DILM40…72,direct | 21.2139 | 5
120937 | PKZ-SOL12 | Circuit breaker 900 V DC, Ie = 12 A, Isc = 5-9 A, 2-pole | 141.8889 | 1
120938 | PKZ-SOL20 | Circuit breaker 900 V DC, Ie = 20 A, Isc = 9-15 A, 2-pole | 147.983 | 1
120939 | PKZ-SOL30 | Circuit breaker 900 V DC, Ie = 30 A, Isc = 15-22 A, 2-pole | 156.0829 | 1
115953 | PKZ-X(R)H(-MCC)(-M)-EAKS | Trip to pin axis | 11.9496 | 1
115952 | PKZ-X(R)H-EAKS | Trip to pin axis | 13.6392 | 1
286519 | PL6-B10/1 | PL6 circuit-breaker, B char, 1-pole, Icn=6kA, In=10A | 7.7399 | 1
106026 | PL6-B10/1N | PL6 circuit-breaker, B char, 1+N-pole, Icn=6kA, In=10A | 36.3079 | 1
286553 | PL6-B10/2 | PL6 circuit-breaker, B char, 2-pole, Icn=6kA, In=10A | 18.8739 | 1
286587 | PL6-B10/3 | PL6 circuit-breaker, B char, 3-pole, Icn=6kA, In=10A | 26.8838 | 1
106036 | PL6-B10/3N | PL6 circuit-breaker, B char, 3+N-pole, Icn=6kA, In=10A | 75.9329 | 1
286520 | PL6-B13/1 | PL6 circuit-breaker, B char, 1-pole, Icn=6kA, In=13A | 6.3513 | 1
106027 | PL6-B13/1N | PL6 circuit-breaker, B char, 1+N-pole, Icn=6kA, In=13A | 34.2637 | 1
286554 | PL6-B13/2 | PL6 circuit-breaker, B char, 2-pole, Icn=6kA, In=13A | 12.9212 | 1
286588 | PL6-B13/3 | PL6 circuit-breaker, B char, 3-pole, Icn=6kA, In=13A | 19.2854 | 1
286521 | PL6-B16/1 | PL6 circuit-breaker, B char, 1-pole, Icn=6kA, In=16A | 7.7399 | 1
106028 | PL6-B16/1N | PL6 circuit-breaker, B char, 1+N-pole, Icn=6kA, In=16A | 34.4694 | 1
286555 | PL6-B16/2 | PL6 circuit-breaker, B char, 2-pole, Icn=6kA, In=16A | 13.0626 | 1
286589 | PL6-B16/3 | PL6 circuit-breaker, B char, 3-pole, Icn=6kA, In=16A | 26.8838 | 1
106037 | PL6-B16/3N | PL6 circuit-breaker, B char, 3+N-pole, Icn=6kA, In=16A | 70.0702 | 1
286516 | PL6-B2/1 | PL6 circuit-breaker, B char, 1-pole, Icn=6kA, In=2A | 15.1197 | 1
286550 | PL6-B2/2 | PL6 circuit-breaker, B char, 2-pole, Icn=6kA, In=2A | 30.5094 | 1
286584 | PL6-B2/3 | PL6 circuit-breaker, B char, 3-pole, Icn=6kA, In=2A | 54.2433 | 1
286522 | PL6-B20/1 | PL6 circuit-breaker, B char, 1-pole, Icn=6kA, In=20A | 7.7399 | 1
286556 | PL6-B20/2 | PL6 circuit-breaker, B char, 2-pole, Icn=6kA, In=20A | 12.9212 | 1
286590 | PL6-B20/3 | PL6 circuit-breaker, B char, 3-pole, Icn=6kA, In=20A | 26.8838 | 1
106038 | PL6-B20/3N | PL6 circuit-breaker, B char, 3+N-pole, Icn=6kA, In=20A | 69.9287 | 1
286523 | PL6-B25/1 | PL6 circuit-breaker, B char, 1-pole, Icn=6kA, In=25A | 7.7399 | 1
286557 | PL6-B25/2 | PL6 circuit-breaker, B char, 2-pole, Icn=6kA, In=25A | 15.1197 | 1
286591 | PL6-B25/3 | PL6 circuit-breaker, B char, 3-pole, Icn=6kA, In=25A | 26.8838 | 1
106039 | PL6-B25/3N | PL6 circuit-breaker, B char, 3+N-pole, Icn=6kA, In=25A | 87.877 | 1
286524 | PL6-B32/1 | PL6 circuit-breaker, B char, 1-pole, Icn=6kA, In=32A | 7.7399 | 1
286524 | PL6-B32/1 | PL6 circuit-breaker, B char, 1-pole, Icn=6kA, In=32A | 7.7399 | 1
286558 | PL6-B32/2 | PL6 circuit-breaker, B char, 2-pole, Icn=6kA, In=32A | 15.7497 | 1
286592 | PL6-B32/3 | PL6 circuit-breaker, B char, 3-pole, Icn=6kA, In=32A | 26.8838 | 1
106040 | PL6-B32/3N | PL6 circuit-breaker, B char, 3+N-pole, Icn=6kA, In=32A | 89.9855 | 1
286517 | PL6-B4/1 | PL6 circuit-breaker, B char, 1-pole, Icn=6kA, In=4A | 16.174 | 1
286551 | PL6-B4/2 | PL6 circuit-breaker, B char, 2-pole, Icn=6kA, In=4A | 26.421 | 1
286585 | PL6-B4/3 | PL6 circuit-breaker, B char, 3-pole, Icn=6kA, In=4A | 39.8436 | 1
286525 | PL6-B40/1 | PL6 circuit-breaker, B char, 1-pole, Icn=6kA, In=40A | 7.7013 | 1
286559 | PL6-B40/2 | PL6 circuit-breaker, B char, 2-pole, Icn=6kA, In=40A | 25.0581 | 1
286593 | PL6-B40/3 | PL6 circuit-breaker, B char, 3-pole, Icn=6kA, In=40A | 34.8422 | 1
106041 | PL6-B40/3N | PL6 circuit-breaker, B char, 3+N-pole, Icn=6kA, In=40A | 89.9855 | 1
286526 | PL6-B50/1 | PL6 circuit-breaker, B char, 1-pole, Icn=6kA, In=50A | 13.8083 | 1
286560 | PL6-B50/2 | PL6 circuit-breaker, B char, 2-pole, Icn=6kA, In=50A | 28.1823 | 1
286594 | PL6-B50/3 | PL6 circuit-breaker, B char, 3-pole, Icn=6kA, In=50A | 48.792 | 1
106903 | PL6-B50/3N | PL6 circuit-breaker, B char, 3+N-pole, Icn=6kA, In=50A | 162.1771 | 1
286518 | PL6-B6/1 | PL6 circuit-breaker, B char, 1-pole, Icn=6kA, In=6A | 8.3827 | 1
106025 | PL6-B6/1N | PL6 circuit-breaker, B char, 1+N-pole, Icn=6kA, In=6A | 38.5707 | 1
286552 | PL6-B6/2 | PL6 circuit-breaker, B char, 2-pole, Icn=6kA, In=6A | 17.8711 | 1
286586 | PL6-B6/3 | PL6 circuit-breaker, B char, 3-pole, Icn=6kA, In=6A | 29.6609 | 1
106035 | PL6-B6/3N | PL6 circuit-breaker, B char, 3+N-pole, Icn=6kA, In=6A | 83.0685 | 1
286527 | PL6-B63/1 | PL6 circuit-breaker, B char, 1-pole, Icn=6kA, In=63A | 13.9112 | 1
286561 | PL6-B63/2 | PL6 circuit-breaker, B char, 2-pole, Icn=6kA, In=63A | 30.728 | 1
286595 | PL6-B63/3 | PL6 circuit-breaker, B char, 3-pole, Icn=6kA, In=63A | 46.4134 | 1
106904 | PL6-B63/3N | PL6 circuit-breaker, B char, 3+N-pole, Icn=6kA, In=63A | 176.1654 | 1
286531 | PL6-C10/1 | PL6 circuit-breaker, C char, 1-pole, Icn=6kA, In=10A | 7.5084 | 1
106032 | PL6-C10/1N | PL6 circuit-breaker, C char, 1+N-pole, Icn=6kA, In=10A | 34.2637 | 1
286565 | PL6-C10/2 | PL6 circuit-breaker, C char, 2-pole, Icn=6kA, In=10A | 18.8739 | 1
286599 | PL6-C10/3 | PL6 circuit-breaker, C char, 3-pole, Icn=6kA, In=10A | 26.8195 | 1
106908 | PL6-C10/3N | PL6 circuit-breaker, C char, 3+N-pole, Icn=6kA, In=10A | 32.0446 | 1
286532 | PL6-C13/1 | PL6 circuit-breaker, C char, 1-pole, Icn=6kA, In=13A | 7.5084 | 1
106033 | PL6-C13/1N | PL6 circuit-breaker, C char, 1+N-pole, Icn=6kA, In=13A | 34.2637 | 1
286566 | PL6-C13/2 | PL6 circuit-breaker, C char, 2-pole, Icn=6kA, In=13A | 18.8739 | 1
286600 | PL6-C13/3 | PL6 circuit-breaker, C char, 3-pole, Icn=6kA, In=13A | 25.0453 | 1
106909 | PL6-C13/3N | PL6 circuit-breaker, C char, 3+N-pole, Icn=6kA, In=13A | 32.4673 | 1
286533 | PL6-C16/1 | PL6 circuit-breaker, C char, 1-pole, Icn=6kA, In=16A | 7.5084 | 1
106034 | PL6-C16/1N | PL6 circuit-breaker, C char, 1+N-pole, Icn=6kA, In=16A | 34.4694 | 1
286567 | PL6-C16/2 | PL6 circuit-breaker, C char, 2-pole, Icn=6kA, In=16A | 18.8739 | 1
286601 | PL6-C16/3 | PL6 circuit-breaker, C char, 3-pole, Icn=6kA, In=16A | 26.8195 | 1
106910 | PL6-C16/3N | PL6 circuit-breaker, C char, 3+N-pole, Icn=6kA, In=16A | 31.1991 | 1
286528 | PL6-C2/1 | PL6 circuit-breaker, C char, 1-pole, Icn=6kA, In=2A | 13.8212 | 1
106029 | PL6-C2/1N | PL6 circuit-breaker, C char, 1+N-pole, Icn=6kA, In=2A | 51.5691 | 1
286562 | PL6-C2/2 | PL6 circuit-breaker, C char, 2-pole, Icn=6kA, In=2A | 40.8978 | 1
286596 | PL6-C2/3 | PL6 circuit-breaker, C char, 3-pole, Icn=6kA, In=2A | 46.092 | 1
106905 | PL6-C2/3N | PL6 circuit-breaker, C char, 3+N-pole, Icn=6kA, In=2A | 34.7343 | 1
286534 | PL6-C20/1 | PL6 circuit-breaker, C char, 1-pole, Icn=6kA, In=20A | 7.5084 | 1
286568 | PL6-C20/2 | PL6 circuit-breaker, C char, 2-pole, Icn=6kA, In=20A | 18.8739 | 1
286602 | PL6-C20/3 | PL6 circuit-breaker, C char, 3-pole, Icn=6kA, In=20A | 26.8195 | 1
106911 | PL6-C20/3N | PL6 circuit-breaker, C char, 3+N-pole, Icn=6kA, In=20A | 31.7909 | 1
286535 | PL6-C25/1 | PL6 circuit-breaker, C char, 1-pole, Icn=6kA, In=25A | 7.5084 | 1
286569 | PL6-C25/2 | PL6 circuit-breaker, C char, 2-pole, Icn=6kA, In=25A | 18.8739 | 1
286603 | PL6-C25/3 | PL6 circuit-breaker, C char, 3-pole, Icn=6kA, In=25A | 26.8195 | 1
106912 | PL6-C25/3N | PL6 circuit-breaker, C char, 3+N-pole, Icn=6kA, In=25A | 32.8448 | 1
286536 | PL6-C32/1 | PL6 circuit-breaker, C char, 1-pole, Icn=6kA, In=32A | 7.5084 | 1
286570 | PL6-C32/2 | PL6 circuit-breaker, C char, 2-pole, Icn=6kA, In=32A | 25.1481 | 1
286604 | PL6-C32/3 | PL6 circuit-breaker, C char, 3-pole, Icn=6kA, In=32A | 26.8195 | 1
106913 | PL6-C32/3N | PL6 circuit-breaker, C char, 3+N-pole, Icn=6kA, In=32A | 33.5495 | 1
286529 | PL6-C4/1 | PL6 circuit-breaker, C char, 1-pole, Icn=6kA, In=4A | 12.1112 | 1
106030 | PL6-C4/1N | PL6 circuit-breaker, C char, 1+N-pole, Icn=6kA, In=4A | 45.7063 | 1
286563 | PL6-C4/2 | PL6 circuit-breaker, C char, 2-pole, Icn=6kA, In=4A | 34.5851 | 1
286597 | PL6-C4/3 | PL6 circuit-breaker, C char, 3-pole, Icn=6kA, In=4A | 46.092 | 1
106906 | PL6-C4/3N | PL6 circuit-breaker, C char, 3+N-pole, Icn=6kA, In=4A | 32.6911 | 1
286537 | PL6-C40/1 | PL6 circuit-breaker, C char, 1-pole, Icn=6kA, In=40A | 9.5784 | 1
286571 | PL6-C40/2 | PL6 circuit-breaker, C char, 2-pole, Icn=6kA, In=40A | 25.1481 | 1
286605 | PL6-C40/3 | PL6 circuit-breaker, C char, 3-pole, Icn=6kA, In=40A | 29.918 | 1
106914 | PL6-C40/3N | PL6 circuit-breaker, C char, 3+N-pole, Icn=6kA, In=40A | 41.1975 | 1
286538 | PL6-C50/1 | PL6 circuit-breaker, C char, 1-pole, Icn=6kA, In=50A | 12.3941 | 1
286572 | PL6-C50/2 | PL6 circuit-breaker, C char, 2-pole, Icn=6kA, In=50A | 33.5565 | 1
286606 | PL6-C50/3 | PL6 circuit-breaker, C char, 3-pole, Icn=6kA, In=50A | 46.6449 | 1
106915 | PL6-C50/3N | PL6 circuit-breaker, C char, 3+N-pole, Icn=6kA, In=50A | 67.8667 | 1
286530 | PL6-C6/1 | PL6 circuit-breaker, C char, 1-pole, Icn=6kA, In=6A | 8.1384 | 1
106031 | PL6-C6/1N | PL6 circuit-breaker, C char, 1+N-pole, Icn=6kA, In=6A | 36.5136 | 1
286564 | PL6-C6/2 | PL6 circuit-breaker, C char, 2-pole, Icn=6kA, In=6A | 20.9825 | 1
286598 | PL6-C6/3 | PL6 circuit-breaker, C char, 3-pole, Icn=6kA, In=6A | 29.6609 | 1
106907 | PL6-C6/3N | PL6 circuit-breaker, C char, 3+N-pole, Icn=6kA, In=6A | 32.5213 | 1
286539 | PL6-C63/1 | PL6 circuit-breaker, C char, 1-pole, Icn=6kA, In=63A | 15.1454 | 1
286573 | PL6-C63/2 | PL6 circuit-breaker, C char, 2-pole, Icn=6kA, In=63A | 49.0234 | 1
286607 | PL6-C63/3 | PL6 circuit-breaker, C char, 3-pole, Icn=6kA, In=63A | 54.9119 | 1
106916 | PL6-C63/3N | PL6 circuit-breaker, C char, 3+N-pole, Icn=6kA, In=63A | 71.3604 | 1
286543 | PL6-D10/1 | PL6 circuit-breaker, D char, 1-pole, Icn=6kA, In=10A | 7.7399 | 1
286577 | PL6-D10/2 | PL6 circuit-breaker, D char, 2-pole, Icn=6kA, In=10A | 13.0626 | 1
286611 | PL6-D10/3 | PL6 circuit-breaker, D char, 3-pole, Icn=6kA, In=10A | 19.5682 | 1
286544 | PL6-D13/1 | PL6 circuit-breaker, D char, 1-pole, Icn=6kA, In=13A | 6.3513 | 1
286578 | PL6-D13/2 | PL6 circuit-breaker, D char, 2-pole, Icn=6kA, In=13A | 12.9212 | 1
286612 | PL6-D13/3 | PL6 circuit-breaker, D char, 3-pole, Icn=6kA, In=13A | 19.2854 | 1
286545 | PL6-D16/1 | PL6 circuit-breaker, D char, 1-pole, Icn=6kA, In=16A | 7.7399 | 1
286579 | PL6-D16/2 | PL6 circuit-breaker, D char, 2-pole, Icn=6kA, In=16A | 13.0626 | 1
286613 | PL6-D16/3 | PL6 circuit-breaker, D char, 3-pole, Icn=6kA, In=16A | 19.5682 | 1
286540 | PL6-D2/1 | PL6 circuit-breaker, D char, 1-pole, Icn=6kA, In=2A | 13.0626 | 1
286574 | PL6-D2/2 | PL6 circuit-breaker, D char, 2-pole, Icn=6kA, In=2A | 26.2795 | 1
286608 | PL6-D2/3 | PL6 circuit-breaker, D char, 3-pole, Icn=6kA, In=2A | 39.2007 | 1
286546 | PL6-D20/1 | PL6 circuit-breaker, D char, 1-pole, Icn=6kA, In=20A | 7.7399 | 1
286580 | PL6-D20/2 | PL6 circuit-breaker, D char, 2-pole, Icn=6kA, In=20A | 14.7597 | 1
286614 | PL6-D20/3 | PL6 circuit-breaker, D char, 3-pole, Icn=6kA, In=20A | 26.8838 | 1
286547 | PL6-D25/1 | PL6 circuit-breaker, D char, 1-pole, Icn=6kA, In=25A | 7.6241 | 1
286581 | PL6-D25/2 | PL6 circuit-breaker, D char, 2-pole, Icn=6kA, In=25A | 15.7497 | 1
286615 | PL6-D25/3 | PL6 circuit-breaker, D char, 3-pole, Icn=6kA, In=25A | 26.8838 | 1
286548 | PL6-D32/1 | PL6 circuit-breaker, D char, 1-pole, Icn=6kA, In=32A | 10.6712 | 1
286582 | PL6-D32/2 | PL6 circuit-breaker, D char, 2-pole, Icn=6kA, In=32A | 21.9725 | 1
286616 | PL6-D32/3 | PL6 circuit-breaker, D char, 3-pole, Icn=6kA, In=32A | 26.8838 | 1
286541 | PL6-D4/1 | PL6 circuit-breaker, D char, 1-pole, Icn=6kA, In=4A | 13.204 | 1
286575 | PL6-D4/2 | PL6 circuit-breaker, D char, 2-pole, Icn=6kA, In=4A | 26.7038 | 1
286609 | PL6-D4/3 | PL6 circuit-breaker, D char, 3-pole, Icn=6kA, In=4A | 40.0493 | 1
286549 | PL6-D40/1 | PL6 circuit-breaker, D char, 1-pole, Icn=6kA, In=40A | 9.8613 | 1
286583 | PL6-D40/2 | PL6 circuit-breaker, D char, 2-pole, Icn=6kA, In=40A | 21.7539 | 1
286617 | PL6-D40/3 | PL6 circuit-breaker, D char, 3-pole, Icn=6kA, In=40A | 34.8422 | 1
286542 | PL6-D6/1 | PL6 circuit-breaker, D char, 1-pole, Icn=6kA, In=6A | 7.0584 | 1
286576 | PL6-D6/2 | PL6 circuit-breaker, D char, 2-pole, Icn=6kA, In=6A | 14.554 | 1
286610 | PL6-D6/3 | PL6 circuit-breaker, D char, 3-pole, Icn=6kA, In=6A | 21.7539 | 1
165048 | PL7-B1,5/1 | PL7 circuit-breaker, B char, 1-pole, Icn=10kA, In=1,5A | 11.3924 | 1
165212 | PL7-B1,5/1N | PL7 circuit-breaker, B char, 1+N-pole, Icn=10kA, In=1,5A | 16.1598 | 1
165077 | PL7-B1,5/2 | PL7 circuit-breaker, B char, 2-pole, Icn=10kA, In=1,5A | 22.7228 | 1
165110 | PL7-B1,5/3 | PL7 circuit-breaker, B char, 3-pole, Icn=10kA, In=1,5A | 33.7437 | 1
165249 | PL7-B1,5/3N | PL7 circuit-breaker, B char, 3+N-pole, Icn=10kA, In=1,5A | 39.5018 | 1
165144 | PL7-B1,5/4 | PL7 circuit-breaker, B char, 4-pole, Icn=10kA, In=1,5A | 44.8264 | 1
165049 | PL7-B1,6/1 | PL7 circuit-breaker, B char, 1-pole, Icn=10kA, In=1,6A | 11.3924 | 1
165213 | PL7-B1,6/1N | PL7 circuit-breaker, B char, 1+N-pole, Icn=10kA, In=1,6A | 16.1598 | 1
165078 | PL7-B1,6/2 | PL7 circuit-breaker, B char, 2-pole, Icn=10kA, In=1,6A | 22.7228 | 1
165111 | PL7-B1,6/3 | PL7 circuit-breaker, B char, 3-pole, Icn=10kA, In=1,6A | 33.7437 | 1
165250 | PL7-B1,6/3N | PL7 circuit-breaker, B char, 3+N-pole, Icn=10kA, In=1,6A | 39.5018 | 1
165145 | PL7-B1,6/4 | PL7 circuit-breaker, B char, 4-pole, Icn=10kA, In=1,6A | 44.8264 | 1
165052 | PL7-B1/1 | PL7 circuit-breaker, B char, 1-pole, Icn=10kA, In=1A | 20.8768 | 1
165214 | PL7-B1/1N | PL7 circuit-breaker, B char, 1+N-pole, Icn=10kA, In=1A | 16.0979 | 1
165079 | PL7-B1/2 | PL7 circuit-breaker, B char, 2-pole, Icn=10kA, In=1A | 41.4168 | 1
165112 | PL7-B1/3 | PL7 circuit-breaker, B char, 3-pole, Icn=10kA, In=1A | 53.8082 | 1
165251 | PL7-B1/3N | PL7 circuit-breaker, B char, 3+N-pole, Icn=10kA, In=1A | 39.316 | 1
165146 | PL7-B1/4 | PL7 circuit-breaker, B char, 4-pole, Icn=10kA, In=1A | 71.5198 | 1
262674 | PL7-B10/1 | PL7 circuit-breaker, B char, 1-pole, Icn=10kA, In=10A | 10.9098 | 1
262728 | PL7-B10/1N | PL7 circuit-breaker, B char, 1+N-pole, Icn=10kA, In=10A | 16.7014 | 1
262762 | PL7-B10/2 | PL7 circuit-breaker, B char, 2-pole, Icn=10kA, In=10A | 24.1093 | 1
263387 | PL7-B10/3 | PL7 circuit-breaker, B char, 3-pole, Icn=10kA, In=10A | 35.0865 | 1
263983 | PL7-B10/3N | PL7 circuit-breaker, B char, 3+N-pole, Icn=10kA, In=10A | 47.6799 | 1
165147 | PL7-B10/4 | PL7 circuit-breaker, B char, 4-pole, Icn=10kA, In=10A | 47.6799 | 1
165050 | PL7-B12/1 | PL7 circuit-breaker, B char, 1-pole, Icn=10kA, In=12A | 7.9251 | 1
165215 | PL7-B12/1N | PL7 circuit-breaker, B char, 1+N-pole, Icn=10kA, In=12A | 12.2592 | 1
165080 | PL7-B12/2 | PL7 circuit-breaker, B char, 2-pole, Icn=10kA, In=12A | 16.036 | 1
165113 | PL7-B12/3 | PL7 circuit-breaker, B char, 3-pole, Icn=10kA, In=12A | 23.1562 | 1
165252 | PL7-B12/3N | PL7 circuit-breaker, B char, 3+N-pole, Icn=10kA, In=12A | 28.9143 | 1
165148 | PL7-B12/4 | PL7 circuit-breaker, B char, 4-pole, Icn=10kA, In=12A | 30.7717 | 1
262675 | PL7-B13/1 | PL7 circuit-breaker, B char, 1-pole, Icn=10kA, In=13A | 10.169 | 1
262729 | PL7-B13/1N | PL7 circuit-breaker, B char, 1+N-pole, Icn=10kA, In=13A | 16.7014 | 1
262764 | PL7-B13/2 | PL7 circuit-breaker, B char, 2-pole, Icn=10kA, In=13A | 23.0991 | 1
263388 | PL7-B13/3 | PL7 circuit-breaker, B char, 3-pole, Icn=10kA, In=13A | 35.0865 | 1
263984 | PL7-B13/3N | PL7 circuit-breaker, B char, 3+N-pole, Icn=10kA, In=13A | 47.6799 | 1
165149 | PL7-B13/4 | PL7 circuit-breaker, B char, 4-pole, Icn=10kA, In=13A | 39.5985 | 1
165051 | PL7-B15/1 | PL7 circuit-breaker, B char, 1-pole, Icn=10kA, In=15A | 7.1202 | 1
165216 | PL7-B15/1N | PL7 circuit-breaker, B char, 1+N-pole, Icn=10kA, In=15A | 11.5162 | 1
165081 | PL7-B15/2 | PL7 circuit-breaker, B char, 2-pole, Icn=10kA, In=15A | 14.0547 | 1
165114 | PL7-B15/3 | PL7 circuit-breaker, B char, 3-pole, Icn=10kA, In=15A | 20.8653 | 1
165253 | PL7-B15/3N | PL7 circuit-breaker, B char, 3+N-pole, Icn=10kA, In=15A | 26.6234 | 1
165150 | PL7-B15/4 | PL7 circuit-breaker, B char, 4-pole, Icn=10kA, In=15A | 27.676 | 1
262676 | PL7-B16/1 | PL7 circuit-breaker, B char, 1-pole, Icn=10kA, In=16A | 10.9098 | 1
262740 | PL7-B16/1N | PL7 circuit-breaker, B char, 1+N-pole, Icn=10kA, In=16A | 18.4524 | 1
262765 | PL7-B16/2 | PL7 circuit-breaker, B char, 2-pole, Icn=10kA, In=16A | 24.1093 | 1
263389 | PL7-B16/3 | PL7 circuit-breaker, B char, 3-pole, Icn=10kA, In=16A | 35.0865 | 1
263985 | PL7-B16/3N | PL7 circuit-breaker, B char, 3+N-pole, Icn=10kA, In=16A | 47.6799 | 1
165151 | PL7-B16/4 | PL7 circuit-breaker, B char, 4-pole, Icn=10kA, In=16A | 47.6799 | 1
165053 | PL7-B2,5/1 | PL7 circuit-breaker, B char, 1-pole, Icn=10kA, In=2,5A | 10.0921 | 1
165217 | PL7-B2,5/1N | PL7 circuit-breaker, B char, 1+N-pole, Icn=10kA, In=2,5A | 14.8596 | 1
165082 | PL7-B2,5/2 | PL7 circuit-breaker, B char, 2-pole, Icn=10kA, In=2,5A | 20.0605 | 1
165115 | PL7-B2,5/3 | PL7 circuit-breaker, B char, 3-pole, Icn=10kA, In=2,5A | 29.7811 | 1
165254 | PL7-B2,5/3N | PL7 circuit-breaker, B char, 3+N-pole, Icn=10kA, In=2,5A | 35.4154 | 1
165152 | PL7-B2,5/4 | PL7 circuit-breaker, B char, 4-pole, Icn=10kA, In=2,5A | 39.5018 | 1
264839 | PL7-B2/1 | PL7 circuit-breaker, B char, 1-pole, Icn=10kA, In=2A | 19.7993 | 1
165218 | PL7-B2/1N | PL7 circuit-breaker, B char, 1+N-pole, Icn=10kA, In=2A | 23.0991 | 1
165083 | PL7-B2/2 | PL7 circuit-breaker, B char, 2-pole, Icn=10kA, In=2A | 41.1475 | 1
165116 | PL7-B2/3 | PL7 circuit-breaker, B char, 3-pole, Icn=10kA, In=2A | 63.1691 | 1
165255 | PL7-B2/3N | PL7 circuit-breaker, B char, 3+N-pole, Icn=10kA, In=2A | 36.7775 | 1
165153 | PL7-B2/4 | PL7 circuit-breaker, B char, 4-pole, Icn=10kA, In=2A | 72.934 | 1
262677 | PL7-B20/1 | PL7 circuit-breaker, B char, 1-pole, Icn=10kA, In=20A | 12.7281 | 1
262741 | PL7-B20/1N | PL7 circuit-breaker, B char, 1+N-pole, Icn=10kA, In=20A | 18.4524 | 1
262766 | PL7-B20/2 | PL7 circuit-breaker, B char, 2-pole, Icn=10kA, In=20A | 27.9479 | 1
263390 | PL7-B20/3 | PL7 circuit-breaker, B char, 3-pole, Icn=10kA, In=20A | 40.5414 | 1
263986 | PL7-B20/3N | PL7 circuit-breaker, B char, 3+N-pole, Icn=10kA, In=20A | 53.5388 | 1
165154 | PL7-B20/4 | PL7 circuit-breaker, B char, 4-pole, Icn=10kA, In=20A | 46.6024 | 1
262678 | PL7-B25/1 | PL7 circuit-breaker, B char, 1-pole, Icn=10kA, In=25A | 12.7281 | 1
262742 | PL7-B25/1N | PL7 circuit-breaker, B char, 1+N-pole, Icn=10kA, In=25A | 18.4524 | 1
262767 | PL7-B25/2 | PL7 circuit-breaker, B char, 2-pole, Icn=10kA, In=25A | 27.9479 | 1
263391 | PL7-B25/3 | PL7 circuit-breaker, B char, 3-pole, Icn=10kA, In=25A | 40.5414 | 1
263987 | PL7-B25/3N | PL7 circuit-breaker, B char, 3+N-pole, Icn=10kA, In=25A | 53.5388 | 1
165155 | PL7-B25/4 | PL7 circuit-breaker, B char, 4-pole, Icn=10kA, In=25A | 49.4308 | 1
165054 | PL7-B3,5/1 | PL7 circuit-breaker, B char, 1-pole, Icn=10kA, In=3,5A | 10.0302 | 1
165219 | PL7-B3,5/1N | PL7 circuit-breaker, B char, 1+N-pole, Icn=10kA, In=3,5A | 14.7977 | 1
165084 | PL7-B3,5/2 | PL7 circuit-breaker, B char, 2-pole, Icn=10kA, In=3,5A | 19.8128 | 1
165117 | PL7-B3,5/3 | PL7 circuit-breaker, B char, 3-pole, Icn=10kA, In=3,5A | 29.4715 | 1
165256 | PL7-B3,5/3N | PL7 circuit-breaker, B char, 3+N-pole, Icn=10kA, In=3,5A | 35.2296 | 1
165156 | PL7-B3,5/4 | PL7 circuit-breaker, B char, 4-pole, Icn=10kA, In=3,5A | 39.1303 | 1
165055 | PL7-B3/1 | PL7 circuit-breaker, B char, 1-pole, Icn=10kA, In=3A | 10.3398 | 1
165220 | PL7-B3/1N | PL7 circuit-breaker, B char, 1+N-pole, Icn=10kA, In=3A | 14.9834 | 1
165085 | PL7-B3/2 | PL7 circuit-breaker, B char, 2-pole, Icn=10kA, In=3A | 20.6177 | 1
165118 | PL7-B3/3 | PL7 circuit-breaker, B char, 3-pole, Icn=10kA, In=3A | 30.8337 | 1
165257 | PL7-B3/3N | PL7 circuit-breaker, B char, 3+N-pole, Icn=10kA, In=3A | 36.4679 | 1
165157 | PL7-B3/4 | PL7 circuit-breaker, B char, 4-pole, Icn=10kA, In=3A | 40.6162 | 1
262679 | PL7-B32/1 | PL7 circuit-breaker, B char, 1-pole, Icn=10kA, In=32A | 12.7281 | 1
262743 | PL7-B32/1N | PL7 circuit-breaker, B char, 1+N-pole, Icn=10kA, In=32A | 18.4524 | 1
262768 | PL7-B32/2 | PL7 circuit-breaker, B char, 2-pole, Icn=10kA, In=32A | 27.9479 | 1
263392 | PL7-B32/3 | PL7 circuit-breaker, B char, 3-pole, Icn=10kA, In=32A | 40.5414 | 1
263988 | PL7-B32/3N | PL7 circuit-breaker, B char, 3+N-pole, Icn=10kA, In=32A | 53.5388 | 1
165158 | PL7-B32/4 | PL7 circuit-breaker, B char, 4-pole, Icn=10kA, In=32A | 49.4308 | 1
264850 | PL7-B4/1 | PL7 circuit-breaker, B char, 1-pole, Icn=10kA, In=4A | 15.3545 | 1
264908 | PL7-B4/1-HS | Auxiliary circ. breaker, B char, 1-pole, Icn=10kA, In=4A | 31.8539 | 1
165221 | PL7-B4/1N | PL7 circuit-breaker, B char, 1+N-pole, Icn=10kA, In=4A | 19.7993 | 1
264909 | PL7-B4/1N-HS | Auxiliary circ. breaker, B char, 1+N-pole, Icn=10kA, In=4A | 27.8806 | 1
165086 | PL7-B4/2 | PL7 circuit-breaker, B char, 2-pole, Icn=10kA, In=4A | 32.3927 | 1
264910 | PL7-B4/2-HS | Auxiliary circ. breaker, B char, 2-pole, Icn=10kA, In=4A | 54.347 | 1
116709 | PL7-B4/3 | PL7 circuit-breaker, B char, 3-pole, Icn=10kA, In=4A | 44.8514 | 1
165258 | PL7-B4/3N | PL7 circuit-breaker, B char, 3+N-pole, Icn=10kA, In=4A | 34.7343 | 1
165159 | PL7-B4/4 | PL7 circuit-breaker, B char, 4-pole, Icn=10kA, In=4A | 60.5426 | 1
262690 | PL7-B40/1 | PL7 circuit-breaker, B char, 1-pole, Icn=10kA, In=40A | 7.5426 | 1
262769 | PL7-B40/2 | PL7 circuit-breaker, B char, 2-pole, Icn=10kA, In=40A | 27.9479 | 1
263393 | PL7-B40/3 | PL7 circuit-breaker, B char, 3-pole, Icn=10kA, In=40A | 40.5414 | 1
263989 | PL7-B40/3N | PL7 circuit-breaker, B char, 3+N-pole, Icn=10kA, In=40A | 57.0407 | 1
165160 | PL7-B40/4 | PL7 circuit-breaker, B char, 4-pole, Icn=10kA, In=40A | 49.4308 | 1
165056 | PL7-B5/1 | PL7 circuit-breaker, B char, 1-pole, Icn=10kA, In=5A | 9.2253 | 1
165222 | PL7-B5/1N | PL7 circuit-breaker, B char, 1+N-pole, Icn=10kA, In=5A | 14.0547 | 1
165087 | PL7-B5/2 | PL7 circuit-breaker, B char, 2-pole, Icn=10kA, In=5A | 18.4507 | 1
165119 | PL7-B5/3 | PL7 circuit-breaker, B char, 3-pole, Icn=10kA, In=5A | 27.3664 | 1
165259 | PL7-B5/3N | PL7 circuit-breaker, B char, 3+N-pole, Icn=10kA, In=5A | 33.0626 | 1
165161 | PL7-B5/4 | PL7 circuit-breaker, B char, 4-pole, Icn=10kA, In=5A | 37.3966 | 1
262691 | PL7-B50/1 | PL7 circuit-breaker, B char, 1-pole, Icn=10kA, In=50A | 25.9276 | 1
263350 | PL7-B50/2 | PL7 circuit-breaker, B char, 2-pole, Icn=10kA, In=50A | 57.7815 | 1
263400 | PL7-B50/3 | PL7 circuit-breaker, B char, 3-pole, Icn=10kA, In=50A | 82.9683 | 1
263990 | PL7-B50/3N | PL7 circuit-breaker, B char, 3+N-pole, Icn=10kA, In=50A | 101.6228 | 1
165162 | PL7-B50/4 | PL7 circuit-breaker, B char, 4-pole, Icn=10kA, In=50A | 79.2644 | 1
262673 | PL7-B6/1 | PL7 circuit-breaker, B char, 1-pole, Icn=10kA, In=6A | 14.7484 | 1
262727 | PL7-B6/1N | PL7 circuit-breaker, B char, 1+N-pole, Icn=10kA, In=6A | 16.7014 | 1
262761 | PL7-B6/2 | PL7 circuit-breaker, B char, 2-pole, Icn=10kA, In=6A | 24.1093 | 1
263386 | PL7-B6/3 | PL7 circuit-breaker, B char, 3-pole, Icn=10kA, In=6A | 46.0636 | 1
263982 | PL7-B6/3N | PL7 circuit-breaker, B char, 3+N-pole, Icn=10kA, In=6A | 47.6799 | 1
165163 | PL7-B6/4 | PL7 circuit-breaker, B char, 4-pole, Icn=10kA, In=6A | 49.9696 | 1
262692 | PL7-B63/1 | PL7 circuit-breaker, B char, 1-pole, Icn=10kA, In=63A | 14.2097 | 1
263351 | PL7-B63/2 | PL7 circuit-breaker, B char, 2-pole, Icn=10kA, In=63A | 57.7815 | 1
263401 | PL7-B63/3 | PL7 circuit-breaker, B char, 3-pole, Icn=10kA, In=63A | 82.9683 | 1
263991 | PL7-B63/3N | PL7 circuit-breaker, B char, 3+N-pole, Icn=10kA, In=63A | 101.6228 | 1
165164 | PL7-B63/4 | PL7 circuit-breaker, B char, 4-pole, Icn=10kA, In=63A | 95.4944 | 1
165057 | PL7-B8/1 | PL7 circuit-breaker, B char, 1-pole, Icn=10kA, In=8A | 8.6062 | 1
165223 | PL7-B8/1N | PL7 circuit-breaker, B char, 1+N-pole, Icn=10kA, In=8A | 12.9402 | 1
165088 | PL7-B8/2 | PL7 circuit-breaker, B char, 2-pole, Icn=10kA, In=8A | 17.1504 | 1
165120 | PL7-B8/3 | PL7 circuit-breaker, B char, 3-pole, Icn=10kA, In=8A | 25.4471 | 1
165260 | PL7-B8/3N | PL7 circuit-breaker, B char, 3+N-pole, Icn=10kA, In=8A | 31.1432 | 1
165165 | PL7-B8/4 | PL7 circuit-breaker, B char, 4-pole, Icn=10kA, In=8A | 33.6817 | 1
165224 | PL7-C0,16/1N | PL7 circuit-breaker, C char, 1+N-pole, Icn=10kA, In=0,16A | 16.4694 | 1
165089 | PL7-C0,16/2 | PL7 circuit-breaker, C char, 2-pole, Icn=10kA, In=0,16A | 23.0943 | 1
165121 | PL7-C0,16/3 | PL7 circuit-breaker, C char, 3-pole, Icn=10kA, In=0,16A | 34.4247 | 1
165261 | PL7-C0,16/3N | PL7 circuit-breaker, C char, 3+N-pole, Icn=10kA, In=0,16A | 40.1209 | 1
165166 | PL7-C0,16/4 | PL7 circuit-breaker, char C, 4-pole, Icn=10kA, In=0,16A | 45.7552 | 1
165225 | PL7-C0,25/1N | PL7 circuit-breaker, C char, 1+N-pole, Icn=10kA, In=0,25A | 16.4075 | 1
165090 | PL7-C0,25/2 | PL7 circuit-breaker, C char, 2-pole, Icn=10kA, In=0,25A | 23.0943 | 1
165122 | PL7-C0,25/3 | PL7 circuit-breaker, C char, 3-pole, Icn=10kA, In=0,25A | 34.4247 | 1
165262 | PL7-C0,25/3N | PL7 circuit-breaker, C char, 3+N-pole, Icn=10kA, In=0,25A | 40.1209 | 1
165167 | PL7-C0,25/4 | PL7 circuit-breaker, char C, 4-pole, Icn=10kA, In=0,25A | 45.6932 | 1
262695 | PL7-C0,5/1 | PL7 circuit-breaker, C char, 1-pole, Icn=10kA, In=0.5A | 32.4696 | 1
165226 | PL7-C0,5/1N | PL7 circuit-breaker, C char, 1+N-pole, Icn=10kA, In=0,5A | 15.9121 | 1
165263 | PL7-C0,5/3N | PL7 circuit-breaker, C char, 3+N-pole, Icn=10kA, In=0,5A | 39.7494 | 1
165168 | PL7-C0,5/4 | PL7 circuit-breaker, char C, 4-pole, Icn=10kA, In=0,5A | 43.6501 | 1
165227 | PL7-C0,75/1N | PL7 circuit-breaker, C char, 1+N-pole, Icn=10kA, In=0,75A | 16.036 | 1
165091 | PL7-C0,75/2 | PL7 circuit-breaker, C char, 2-pole, Icn=10kA, In=0,75A | 22.7228 | 1
165123 | PL7-C0,75/3 | PL7 circuit-breaker, C char, 3-pole, Icn=10kA, In=0,75A | 33.2483 | 1
165264 | PL7-C0,75/3N | PL7 circuit-breaker, C char, 3+N-pole, Icn=10kA, In=0,75A | 39.0064 | 1
165169 | PL7-C0,75/4 | PL7 circuit-breaker, char C, 4-pole, Icn=10kA, In=0,75A | 44.1454 | 1
262693 | PL7-C0.16/1 | PL7 circuit-breaker, C char, 1-pole, Icn=10kA, In=0.16A | 22.0144 | 1
262694 | PL7-C0.25/1 | PL7 circuit-breaker, C char, 1-pole, Icn=10kA, In=0.25A | 21.4949 | 1
263352 | PL7-C0.5/2 | PL7 circuit-breaker, C char, 2-pole, Icn=10kA, In=0.5A | 42.4703 | 1
263402 | PL7-C0.5/3 | PL7 circuit-breaker, C char, 3-pole, Icn=10kA, In=0.5A | 63.9652 | 1
262696 | PL7-C0.75/1 | PL7 circuit-breaker, C char, 1-pole, Icn=10kA, In=0.75A | 20.5858 | 1
165058 | PL7-C1,5/1 | PL7 circuit-breaker, C char, 1-pole, Icn=10kA, In=1,5A | 11.0209 | 1
165228 | PL7-C1,5/1N | PL7 circuit-breaker, C char, 1+N-pole, Icn=10kA, In=1,5A | 15.8502 | 1
165092 | PL7-C1,5/2 | PL7 circuit-breaker, C char, 2-pole, Icn=10kA, In=1,5A | 21.9179 | 1
165124 | PL7-C1,5/3 | PL7 circuit-breaker, C char, 3-pole, Icn=10kA, In=1,5A | 32.6292 | 1
165265 | PL7-C1,5/3N | PL7 circuit-breaker, C char, 3+N-pole, Icn=10kA, In=1,5A | 38.3254 | 1
165170 | PL7-C1,5/4 | PL7 circuit-breaker, char C, 4-pole, Icn=10kA, In=1,5A | 43.2786 | 1
165229 | PL7-C1,6/1N | PL7 circuit-breaker, C char, 1+N-pole, Icn=10kA, In=1,6A | 15.8502 | 1
165093 | PL7-C1,6/2 | PL7 circuit-breaker, C char, 2-pole, Icn=10kA, In=1,6A | 21.9179 | 1
165125 | PL7-C1,6/3 | PL7 circuit-breaker, C char, 3-pole, Icn=10kA, In=1,6A | 32.6292 | 1
165266 | PL7-C1,6/3N | PL7 circuit-breaker, C char, 3+N-pole, Icn=10kA, In=1,6A | 38.3254 | 1
165171 | PL7-C1,6/4 | PL7 circuit-breaker, char C, 4-pole, Icn=10kA, In=1,6A | 43.2786 | 1
262698 | PL7-C1.6/1 | PL7 circuit-breaker, C char, 1-pole, Icn=10kA, In=1.6A | 15.2607 | 1
262697 | PL7-C1/1 | PL7 circuit-breaker, C char, 1-pole, Icn=10kA, In=1A | 20.1312 | 1
264851 | PL7-C1/1-DC | PL7 circuit-breaker, DC, C char, 1-pole, Icn=10kA, In=1A | 18.5726 | 1
165230 | PL7-C1/1N | PL7 circuit-breaker, C char, 1+N-pole, Icn=10kA, In=1A | 35.0023 | 1
263353 | PL7-C1/2 | PL7 circuit-breaker, C char, 2-pole, Icn=10kA, In=1A | 42.3404 | 1
264895 | PL7-C1/2-DC | PL7 circuit-breaker, DC, C char, 2-pole, Icn=10kA, In=1A | 76.4985 | 1
263403 | PL7-C1/3 | PL7 circuit-breaker, C char, 3-pole, Icn=10kA, In=1A | 66.1082 | 1
165267 | PL7-C1/3N | PL7 circuit-breaker, C char, 3+N-pole, Icn=10kA, In=1A | 99.0973 | 1
165172 | PL7-C1/4 | PL7 circuit-breaker, char C, 4-pole, Icn=10kA, In=1A | 72.0177 | 1
262702 | PL7-C10/1 | PL7 circuit-breaker, C char, 1-pole, Icn=10kA, In=10A | 11.1046 | 1
264887 | PL7-C10/1-DC | PL7 circuit-breaker, DC, C char, 1-pole, Icn=10kA, In=10A | 22.7287 | 1
262747 | PL7-C10/1N | PL7 circuit-breaker, C char, 1+N-pole, Icn=10kA, In=10A | 16.1049 | 1
263357 | PL7-C10/2 | PL7 circuit-breaker, C char, 2-pole, Icn=10kA, In=10A | 23.2483 | 1
264900 | PL7-C10/2-DC | PL7 circuit-breaker, DC, C char, 2-pole, Icn=10kA, In=10A | 31.7553 | 1
263407 | PL7-C10/3 | PL7 circuit-breaker, C char, 3-pole, Icn=10kA, In=10A | 35.4568 | 1
263993 | PL7-C10/3N | PL7 circuit-breaker, C char, 3+N-pole, Icn=10kA, In=10A | 45.977 | 1
165173 | PL7-C10/4 | PL7 circuit-breaker, C char, 4-pole, Icn=10kA, In=10A | 49.224 | 1
165059 | PL7-C12/1 | PL7 circuit-breaker, C char, 1-pole, Icn=10kA, In=12A | 7.4298 | 1
165231 | PL7-C12/1N | PL7 circuit-breaker, C char, 1+N-pole, Icn=10kA, In=12A | 11.7638 | 1
165094 | PL7-C12/2 | PL7 circuit-breaker, C char, 2-pole, Icn=10kA, In=12A | 14.7358 | 1
165126 | PL7-C12/3 | PL7 circuit-breaker, C char, 3-pole, Icn=10kA, In=12A | 21.7941 | 1
165268 | PL7-C12/3N | PL7 circuit-breaker, C char, 3+N-pole, Icn=10kA, In=12A | 27.4902 | 1
165174 | PL7-C12/4 | PL7 circuit-breaker, char C, 4-pole, Icn=10kA, In=12A | 28.8524 | 1
262703 | PL7-C13/1 | PL7 circuit-breaker, C char, 1-pole, Icn=10kA, In=13A | 11.1046 | 1
264888 | PL7-C13/1-DC | PL7 circuit-breaker, DC, C char, 1-pole, Icn=10kA, In=13A | 22.7287 | 1
262748 | PL7-C13/1N | PL7 circuit-breaker, C char, 1+N-pole, Icn=10kA, In=13A | 16.1049 | 1
263358 | PL7-C13/2 | PL7 circuit-breaker, C char, 2-pole, Icn=10kA, In=13A | 11.754 | 1
264901 | PL7-C13/2-DC | PL7 circuit-breaker, DC, C char, 2-pole, Icn=10kA, In=13A | 31.7553 | 1
263408 | PL7-C13/3 | PL7 circuit-breaker, C char, 3-pole, Icn=10kA, In=13A | 17.7934 | 1
263994 | PL7-C13/3N | PL7 circuit-breaker, C char, 3+N-pole, Icn=10kA, In=13A | 42.73 | 1
165175 | PL7-C13/4 | PL7 circuit-breaker, char C, 4-pole, Icn=10kA, In=13A | 38.1843 | 1
165060 | PL7-C15/1 | PL7 circuit-breaker, C char, 1-pole, Icn=10kA, In=15A | 7.0583 | 1
165232 | PL7-C15/1N | PL7 circuit-breaker, C char, 1+N-pole, Icn=10kA, In=15A | 11.5162 | 1
165095 | PL7-C15/2 | PL7 circuit-breaker, C char, 2-pole, Icn=10kA, In=15A | 14.0547 | 1
165127 | PL7-C15/3 | PL7 circuit-breaker, C char, 3-pole, Icn=10kA, In=15A | 20.8034 | 1
165269 | PL7-C15/3N | PL7 circuit-breaker, C char, 3+N-pole, Icn=10kA, In=15A | 26.5615 | 1
165176 | PL7-C15/4 | PL7 circuit-breaker, char C, 4-pole, Icn=10kA, In=15A | 37.0154 | 1
262704 | PL7-C16/1 | PL7 circuit-breaker, C char, 1-pole, Icn=10kA, In=16A | 11.1046 | 1
264889 | PL7-C16/1-DC | PL7 circuit-breaker, DC, C char, 1-pole, Icn=10kA, In=16A | 22.7287 | 1
262749 | PL7-C16/1N | PL7 circuit-breaker, C char, 1+N-pole, Icn=10kA, In=16A | 16.1049 | 1
263359 | PL7-C16/2 | PL7 circuit-breaker, C char, 2-pole, Icn=10kA, In=16A | 23.2483 | 1
264902 | PL7-C16/2-DC | PL7 circuit-breaker, DC, C char, 2-pole, Icn=10kA, In=16A | 31.7553 | 1
263409 | PL7-C16/3 | PL7 circuit-breaker, C char, 3-pole, Icn=10kA, In=16A | 35.4568 | 1
263995 | PL7-C16/3N | PL7 circuit-breaker, C char, 3+N-pole, Icn=10kA, In=16A | 45.977 | 1
107329 | PL7-C16/4 | PL7 circuit-breaker, C char, 4-pole, Icn=10kA, In=16A | 49.224 | 1
165061 | PL7-C2,5/1 | PL7 circuit-breaker, C char, 1-pole, Icn=10kA, In=2,5A | 10.0921 | 1
165233 | PL7-C2,5/1N | PL7 circuit-breaker, C char, 1+N-pole, Icn=10kA, In=2,5A | 14.8596 | 1
165096 | PL7-C2,5/2 | PL7 circuit-breaker, C char, 2-pole, Icn=10kA, In=2,5A | 20.37 | 1
165128 | PL7-C2,5/3 | PL7 circuit-breaker, C char, 3-pole, Icn=10kA, In=2,5A | 29.7811 | 1
165270 | PL7-C2,5/3N | PL7 circuit-breaker, C char, 3+N-pole, Icn=10kA, In=2,5A | 35.4154 | 1
165177 | PL7-C2,5/4 | PL7 circuit-breaker, char C, 4-pole, Icn=10kA, In=2,5A | 39.4398 | 1
262699 | PL7-C2/1 | PL7 circuit-breaker, C char, 1-pole, Icn=10kA, In=2A | 19.0921 | 1
264883 | PL7-C2/1-DC | PL7 circuit-breaker, DC, C char, 1-pole, Icn=10kA, In=2A | 40.1974 | 1
262744 | PL7-C2/1N | PL7 circuit-breaker, C char, 1+N-pole, Icn=10kA, In=2A | 21.5598 | 1
263354 | PL7-C2/2 | PL7 circuit-breaker, C char, 2-pole, Icn=10kA, In=2A | 39.6779 | 1
264896 | PL7-C2/2-DC | PL7 circuit-breaker, DC, C char, 2-pole, Icn=10kA, In=2A | 66.1082 | 1
263404 | PL7-C2/3 | PL7 circuit-breaker, C char, 3-pole, Icn=10kA, In=2A | 60.8481 | 1
165271 | PL7-C2/3N | PL7 circuit-breaker, C char, 3+N-pole, Icn=10kA, In=2A | 90.3305 | 1
165178 | PL7-C2/4 | PL7 circuit-breaker, char C, 4-pole, Icn=10kA, In=2A | 108.1888 | 1
262705 | PL7-C20/1 | PL7 circuit-breaker, C char, 1-pole, Icn=10kA, In=20A | 12.793 | 1
264890 | PL7-C20/1-DC | PL7 circuit-breaker, DC, C char, 1-pole, Icn=10kA, In=20A | 22.7287 | 1
262750 | PL7-C20/1N | PL7 circuit-breaker, C char, 1+N-pole, Icn=10kA, In=20A | 17.7934 | 1
263360 | PL7-C20/2 | PL7 circuit-breaker, C char, 2-pole, Icn=10kA, In=20A | 26.9498 | 1
264903 | PL7-C20/2-DC | PL7 circuit-breaker, DC, C char, 2-pole, Icn=10kA, In=20A | 31.7553 | 1
263410 | PL7-C20/3 | PL7 circuit-breaker, C char, 3-pole, Icn=10kA, In=20A | 41.1066 | 1
263996 | PL7-C20/3N | PL7 circuit-breaker, C char, 3+N-pole, Icn=10kA, In=20A | 51.6267 | 1
165179 | PL7-C20/4 | PL7 circuit-breaker, C char, 4-pole, Icn=10kA, In=20A | 49.224 | 1
262706 | PL7-C25/1 | PL7 circuit-breaker, C char, 1-pole, Icn=10kA, In=25A | 12.793 | 1
264891 | PL7-C25/1-DC | PL7 circuit-breaker, DC, C char, 1-pole, Icn=10kA, In=25A | 22.7287 | 1
262751 | PL7-C25/1N | PL7 circuit-breaker, C char, 1+N-pole, Icn=10kA, In=25A | 17.7934 | 1
263361 | PL7-C25/2 | PL7 circuit-breaker, C char, 2-pole, Icn=10kA, In=25A | 26.9498 | 1
264904 | PL7-C25/2-DC | PL7 circuit-breaker, DC, C char, 2-pole, Icn=10kA, In=25A | 31.7553 | 1
263411 | PL7-C25/3 | PL7 circuit-breaker, C char, 3-pole, Icn=10kA, In=25A | 41.1066 | 1
263997 | PL7-C25/3N | PL7 circuit-breaker, C char, 3+N-pole, Icn=10kA, In=25A | 51.6267 | 1
165180 | PL7-C25/4 | PL7 circuit-breaker, char C, 4-pole, Icn=10kA, In=25A | 51.367 | 1
165062 | PL7-C3,5/1 | PL7 circuit-breaker, C char, 1-pole, Icn=10kA, In=3,5A | 9.5349 | 1
165234 | PL7-C3,5/1N | PL7 circuit-breaker, C char, 1+N-pole, Icn=10kA, In=3,5A | 14.3024 | 1
165097 | PL7-C3,5/2 | PL7 circuit-breaker, C char, 2-pole, Icn=10kA, In=3,5A | 18.8222 | 1
165129 | PL7-C3,5/3 | PL7 circuit-breaker, C char, 3-pole, Icn=10kA, In=3,5A | 28.0475 | 1
165272 | PL7-C3,5/3N | PL7 circuit-breaker, C char, 3+N-pole, Icn=10kA, In=3,5A | 33.7437 | 1
165181 | PL7-C3,5/4 | PL7 circuit-breaker, char C, 4-pole, Icn=10kA, In=3,5A | 37.2109 | 1
165063 | PL7-C3/1 |  | 61.1079 | 1
264884 | PL7-C3/1-DC | PL7 circuit-breaker, DC, C char, 1-pole, Icn=10kA, In=3A | 29.4175 | 1
165235 | PL7-C3/1N | PL7 circuit-breaker, C char, 1+N-pole, Icn=10kA, In=3A | 14.1785 | 1
165098 | PL7-C3/2 | PL7 circuit-breaker, C char, 2-pole, Icn=10kA, In=3A | 27.5992 | 1
264897 | PL7-C3/2-DC | PL7 circuit-breaker, DC, C char, 2-pole, Icn=10kA, In=3A | 61.3676 | 1
165130 | PL7-C3/3 | PL7 circuit-breaker, C char, 3-pole, Icn=10kA, In=3A | 28.2951 | 1
165273 | PL7-C3/3N | PL7 circuit-breaker, C char, 3+N-pole, Icn=10kA, In=3A | 33.9294 | 1
165182 | PL7-C3/4 | PL7 circuit-breaker, char C, 4-pole, Icn=10kA, In=3A | 54.2243 | 1
262707 | PL7-C32/1 | PL7 circuit-breaker, C char, 1-pole, Icn=10kA, In=32A | 12.793 | 1
264892 | PL7-C32/1-DC | PL7 circuit-breaker, DC, C char, 1-pole, Icn=10kA, In=32A | 21.2351 | 1
262752 | PL7-C32/1N | PL7 circuit-breaker, C char, 1+N-pole, Icn=10kA, In=32A | 17.7934 | 1
263362 | PL7-C32/2 | PL7 circuit-breaker, C char, 2-pole, Icn=10kA, In=32A | 26.9498 | 1
264905 | PL7-C32/2-DC | PL7 circuit-breaker, DC, C char, 2-pole, Icn=10kA, In=32A | 31.7553 | 1
263412 | PL7-C32/3 | PL7 circuit-breaker, C char, 3-pole, Icn=10kA, In=32A | 41.1066 | 1
263998 | PL7-C32/3N | PL7 circuit-breaker, C char, 3+N-pole, Icn=10kA, In=32A | 51.6267 | 1
165183 | PL7-C32/4 | PL7 circuit-breaker, char C, 4-pole, Icn=10kA, In=32A | 51.367 | 1
262700 | PL7-C4/1 | PL7 circuit-breaker, C char, 1-pole, Icn=10kA, In=4A | 14.8062 | 1
264885 | PL7-C4/1-DC | PL7 circuit-breaker, DC, C char, 1-pole, Icn=10kA, In=4A | 31.7553 | 1
262745 | PL7-C4/1N | PL7 circuit-breaker, C char, 1+N-pole, Icn=10kA, In=4A | 19.0921 | 1
263355 | PL7-C4/2 | PL7 circuit-breaker, C char, 2-pole, Icn=10kA, In=4A | 31.2358 | 1
264898 | PL7-C4/2-DC | PL7 circuit-breaker, DC, C char, 2-pole, Icn=10kA, In=4A | 52.406 | 1
263405 | PL7-C4/3 | PL7 circuit-breaker, C char, 3-pole, Icn=10kA, In=4A | 47.6654 | 1
165274 | PL7-C4/3N | PL7 circuit-breaker, C char, 3+N-pole, Icn=10kA, In=4A | 77.7973 | 1
165184 | PL7-C4/4 | PL7 circuit-breaker, char C, 4-pole, Icn=10kA, In=4A | 84.6159 | 1
262708 | PL7-C40/1 | PL7 circuit-breaker, C char, 1-pole, Icn=10kA, In=40A | 12.793 | 1
264893 | PL7-C40/1-DC | PL7 circuit-breaker, DC, C char, 1-pole, Icn=10kA, In=40A | 22.7287 | 1
263363 | PL7-C40/2 | PL7 circuit-breaker, C char, 2-pole, Icn=10kA, In=40A | 26.9498 | 1
264906 | PL7-C40/2-DC | PL7 circuit-breaker, DC, C char, 2-pole, Icn=10kA, In=40A | 43.3794 | 1
263413 | PL7-C40/3 | PL7 circuit-breaker, C char, 3-pole, Icn=10kA, In=40A | 41.1066 | 1
263999 | PL7-C40/3N | PL7 circuit-breaker, C char, 3+N-pole, Icn=10kA, In=40A | 55.0036 | 1
165185 | PL7-C40/4 | PL7 circuit-breaker, char C, 4-pole, Icn=10kA, In=40A | 51.367 | 1
165064 | PL7-C5/1 | PL7 circuit-breaker, C char, 1-pole, Icn=10kA, In=5A | 8.5443 | 1
165236 | PL7-C5/1N | PL7 circuit-breaker, C char, 1+N-pole, Icn=10kA, In=5A | 13.3736 | 1
165099 | PL7-C5/2 | PL7 circuit-breaker, C char, 2-pole, Icn=10kA, In=5A | 16.9647 | 1
165131 | PL7-C5/3 | PL7 circuit-breaker, C char, 3-pole, Icn=10kA, In=5A | 25.9424 | 1
165275 | PL7-C5/3N | PL7 circuit-breaker, C char, 3+N-pole, Icn=10kA, In=5A | 30.8956 | 1
165186 | PL7-C5/4 | PL7 circuit-breaker, char C, 4-pole, Icn=10kA, In=5A | 33.4341 | 1
262709 | PL7-C50/1 | PL7 circuit-breaker, C char, 1-pole, Icn=10kA, In=50A | 22.4041 | 1
264894 | PL7-C50/1-DC | PL7 circuit-breaker, DC, C char, 1-pole, Icn=10kA, In=50A | 31.7553 | 1
263364 | PL7-C50/2 | PL7 circuit-breaker, C char, 2-pole, Icn=10kA, In=50A | 55.7179 | 1
264907 | PL7-C50/2-DC | PL7 circuit-breaker, DC, C char, 2-pole, Icn=10kA, In=50A | 60.3286 | 1
263414 | PL7-C50/3 | PL7 circuit-breaker, C char, 3-pole, Icn=10kA, In=50A | 74.7523 | 1
264000 | PL7-C50/3N | PL7 circuit-breaker, C char, 3+N-pole, Icn=10kA, In=50A | 97.9934 | 1
165187 | PL7-C50/4 | PL7 circuit-breaker, char C, 4-pole, Icn=10kA, In=50A | 90.5254 | 1
262701 | PL7-C6/1 | PL7 circuit-breaker, C char, 1-pole, Icn=10kA, In=6A | 11.1046 | 1
264886 | PL7-C6/1-DC | PL7 circuit-breaker, DC, C char, 1-pole, Icn=10kA, In=6A | 20.5858 | 1
262746 | PL7-C6/1N | PL7 circuit-breaker, C char, 1+N-pole, Icn=10kA, In=6A | 16.1049 | 1
263356 | PL7-C6/2 | PL7 circuit-breaker, C char, 2-pole, Icn=10kA, In=6A | 23.2483 | 1
264899 | PL7-C6/2 | PL7 circuit-breaker, DC, C char, 2-pole, Icn=10kA, In=6A | 31.7553 | 1
263406 | PL7-C6/3 | PL7 circuit-breaker, C char, 3-pole, Icn=10kA, In=6A | 35.4568 | 1
263992 | PL7-C6/3N | PL7 circuit-breaker, C char, 3+N-pole, Icn=10kA, In=6A | 45.977 | 1
165188 | PL7-C6/4 | PL7 circuit-breaker, C char, 4-pole, Icn=10kA, In=6A | 62.9911 | 1
262710 | PL7-C63/1 | PL7 circuit-breaker, C char, 1-pole, Icn=10kA, In=63A | 26.3004 | 1
263365 | PL7-C63/2 | PL7 circuit-breaker, C char, 2-pole, Icn=10kA, In=63A | 55.7179 | 1
263415 | PL7-C63/3 | PL7 circuit-breaker, C char, 3-pole, Icn=10kA, In=63A | 69.2902 | 1
264001 | PL7-C63/3N | PL7 circuit-breaker, C char, 3+N-pole, Icn=10kA, In=63A | 97.9934 | 1
165189 | PL7-C63/4 | PL7 circuit-breaker, char C, 4-pole, Icn=10kA, In=63A | 101.9547 | 1
165065 | PL7-C8/1 | PL7 circuit-breaker, C char, 1-pole, Icn=10kA, In=8A | 7.4917 | 1
165237 | PL7-C8/1N | PL7 circuit-breaker, C char, 1+N-pole, Icn=10kA, In=8A | 11.8877 | 1
165100 | PL7-C8/2 | PL7 circuit-breaker, C char, 2-pole, Icn=10kA, In=8A | 15.293 | 1
165132 | PL7-C8/3 | PL7 circuit-breaker, C char, 3-pole, Icn=10kA, In=8A | 22.0417 | 1
165276 | PL7-C8/3N | PL7 circuit-breaker, C char, 3+N-pole, Icn=10kA, In=8A | 27.7998 | 1
165190 | PL7-C8/4 | PL7 circuit-breaker, char C, 4-pole, Icn=10kA, In=8A | 29.2858 | 1
165066 | PL7-D0,5/1 |  | 16.5742 | 1
165238 | PL7-D0,5/1N | PL7 circuit-breaker, D char, 1+N-pole, Icn=10kA, In=0,5A | 24.4802 | 1
165101 | PL7-D0,5/2 | PL7 circuit-breaker, D char, 2-pole, Icn=10kA, In=0,5A | 34.5771 | 1
165133 | PL7-D0,5/3 | PL7 circuit-breaker, D char, 3-pole, Icn=10kA, In=0,5A | 56.9022 | 1
165277 | PL7-D0,5/3N | PL7 circuit-breaker, D char, 3+N-pole, Icn=10kA, In=0,5A | 59.3431 | 1
165191 | PL7-D0,5/4 | PL7 circuit-breaker, char D, 4-pole, Icn=10kA, In=0,5A | 72.1905 | 1
165067 | PL7-D1,5/1 | PL7 circuit-breaker, D char, 1-pole, Icn=10kA, In=1,5A | 16.4027 | 1
165239 | PL7-D1,5/1N | PL7 circuit-breaker, D char, 1+N-pole, Icn=10kA, In=1,5A | 24.7803 | 1
165102 | PL7-D1,5/2 | PL7 circuit-breaker, D char, 2-pole, Icn=10kA, In=1,5A | 35.6845 | 1
165134 | PL7-D1,5/3 | PL7 circuit-breaker, D char, 3-pole, Icn=10kA, In=1,5A | 54.2828 | 1
165278 | PL7-D1,5/3N | PL7 circuit-breaker, D char, 3+N-pole, Icn=10kA, In=1,5A | 55.0567 | 1
165192 | PL7-D1,5/4 | PL7 circuit-breaker, char D, 4-pole, Icn=10kA, In=1,5A | 72.0786 | 1
165068 | PL7-D1,6/1 | PL7 circuit-breaker, D char, 1-pole, Icn=10kA, In=1,6A | 16.4027 | 1
165240 | PL7-D1,6/1N | PL7 circuit-breaker, D char, 1+N-pole, Icn=10kA, In=1,6A | 24.7803 | 1
165103 | PL7-D1,6/2 | PL7 circuit-breaker, D char, 2-pole, Icn=10kA, In=1,6A | 34.9343 | 1
165135 | PL7-D1,6/3 | PL7 circuit-breaker, D char, 3-pole, Icn=10kA, In=1,6A | 53.2588 | 1
165279 | PL7-D1,6/3N | PL7 circuit-breaker, D char, 3+N-pole, Icn=10kA, In=1,6A | 55.0567 | 1
165193 | PL7-D1,6/4 | PL7 circuit-breaker, char D, 4-pole, Icn=10kA, In=1,6A | 72.0786 | 1
165071 | PL7-D1/1 | PL7 circuit-breaker, D char, 1-pole, Icn=10kA, In=1A | 16.6504 | 1
165241 | PL7-D1/1N | PL7 circuit-breaker, D char, 1+N-pole, Icn=10kA, In=1A | 25.9067 | 1
108184 | PL7-D1/2 | PL7 circuit-breaker, D char, 2-pole, Icn=10kA, In=1A | 42.7213 | 1
165136 | PL7-D1/3 | PL7 circuit-breaker, D char, 3-pole, Icn=10kA, In=1A | 55.7612 | 1
165280 | PL7-D1/3N | PL7 circuit-breaker, D char, 3+N-pole, Icn=10kA, In=1A | 58.7917 | 1
165194 | PL7-D1/4 | PL7 circuit-breaker, char D, 4-pole, Icn=10kA, In=1A | 67.4791 | 1
262714 | PL7-D10/1 | PL7 circuit-breaker, D char, 1-pole, Icn=10kA, In=10A | 16.6599 | 1
262756 | PL7-D10/1N | PL7 circuit-breaker, D char, 1+N-pole, Icn=10kA, In=10A | 25.5995 | 1
263369 | PL7-D10/2 | PL7 circuit-breaker, D char, 2-pole, Icn=10kA, In=10A | 35.9488 | 1
263419 | PL7-D10/3 | PL7 circuit-breaker, D char, 3-pole, Icn=10kA, In=10A | 57.2475 | 1
264003 | PL7-D10/3N | PL7 circuit-breaker, D char, 3+N-pole, Icn=10kA, In=10A | 55.9632 | 1
165195 | PL7-D10/4 | PL7 circuit-breaker, D char, 4-pole, Icn=10kA, In=10A | 68.8209 | 1
165069 | PL7-D12/1 | PL7 circuit-breaker, D char, 1-pole, Icn=10kA, In=12A | 16.2884 | 1
165242 | PL7-D12/1N | PL7 circuit-breaker, D char, 1+N-pole, Icn=10kA, In=12A | 24.4326 | 1
165104 | PL7-D12/2 | PL7 circuit-breaker, D char, 2-pole, Icn=10kA, In=12A | 34.0056 | 1
165137 | PL7-D12/3 | PL7 circuit-breaker, D char, 3-pole, Icn=10kA, In=12A | 54.4852 | 1
165281 | PL7-D12/3N | PL7 circuit-breaker, D char, 3+N-pole, Icn=10kA, In=12A | 52.9849 | 1
165196 | PL7-D12/4 | PL7 circuit-breaker, char D, 4-pole, Icn=10kA, In=12A | 72.2857 | 1
262715 | PL7-D13/1 | PL7 circuit-breaker, D char, 1-pole, Icn=10kA, In=13A | 15.9264 | 1
262757 | PL7-D13/1N | PL7 circuit-breaker, D char, 1+N-pole, Icn=10kA, In=13A | 25.0041 | 1
263380 | PL7-D13/2 | PL7 circuit-breaker, D char, 2-pole, Icn=10kA, In=13A | 34.4819 | 1
263420 | PL7-D13/3 | PL7 circuit-breaker, D char, 3-pole, Icn=10kA, In=13A | 48.9366 | 1
264004 | PL7-D13/3N | PL7 circuit-breaker, D char, 3+N-pole, Icn=10kA, In=13A | 60.6767 | 1
165197 | PL7-D13/4 | PL7 circuit-breaker, char D, 4-pole, Icn=10kA, In=13A | 69.4162 | 1
165070 | PL7-D15/1 | PL7 circuit-breaker, D char, 1-pole, Icn=10kA, In=15A | 15.8836 | 1
165243 | PL7-D15/1N | PL7 circuit-breaker, D char, 1+N-pole, Icn=10kA, In=15A | 24.3612 | 1
165105 | PL7-D15/2 | PL7 circuit-breaker, D char, 2-pole, Icn=10kA, In=15A | 35.1367 | 1
165138 | PL7-D15/3 | PL7 circuit-breaker, D char, 3-pole, Icn=10kA, In=15A | 52.1634 | 1
165282 | PL7-D15/3N | PL7 circuit-breaker, D char, 3+N-pole, Icn=10kA, In=15A | 53.123 | 1
165198 | PL7-D15/4 | PL7 circuit-breaker, char D, 4-pole, Icn=10kA, In=15A | 72.2214 | 1
262716 | PL7-D16/1 | PL7 circuit-breaker, D char, 1-pole, Icn=10kA, In=16A | 16.6599 | 1
262758 | PL7-D16/1N | PL7 circuit-breaker, D char, 1+N-pole, Icn=10kA, In=16A | 24.7898 | 1
263381 | PL7-D16/2 | PL7 circuit-breaker, D char, 2-pole, Icn=10kA, In=16A | 35.9488 | 1
263421 | PL7-D16/3 | PL7 circuit-breaker, D char, 3-pole, Icn=10kA, In=16A | 56.3426 | 1
264005 | PL7-D16/3N | PL7 circuit-breaker, D char, 3+N-pole, Icn=10kA, In=16A | 59.3669 | 1
165199 | PL7-D16/4 | PL7 circuit-breaker, D char, 4-pole, Icn=10kA, In=16A | 72.6263 | 1
165072 | PL7-D2,5/1 | PL7 circuit-breaker, D char, 1-pole, Icn=10kA, In=2,5A | 16.8242 | 1
165244 | PL7-D2,5/1N | PL7 circuit-breaker, D char, 1+N-pole, Icn=10kA, In=2,5A | 25.1827 | 1
165106 | PL7-D2,5/2 | PL7 circuit-breaker, D char, 2-pole, Icn=10kA, In=2,5A | 34.92 | 1
165139 | PL7-D2,5/3 | PL7 circuit-breaker, D char, 3-pole, Icn=10kA, In=2,5A | 55.3663 | 1
165283 | PL7-D2,5/3N | PL7 circuit-breaker, D char, 3+N-pole, Icn=10kA, In=2,5A | 53.1516 | 1
165200 | PL7-D2,5/4 | PL7 circuit-breaker, char D, 4-pole, Icn=10kA, In=2,5A | 73.4645 | 1
262711 | PL7-D2/1 | PL7 circuit-breaker, D char, 1-pole, Icn=10kA, In=2A | 17.4457 | 1
262753 | PL7-D2/1N | PL7 circuit-breaker, D char, 1+N-pole, Icn=10kA, In=2A | 35.9631 | 1
263366 | PL7-D2/2 | PL7 circuit-breaker, D char, 2-pole, Icn=10kA, In=2A | 43.4834 | 1
263416 | PL7-D2/3 | PL7 circuit-breaker, D char, 3-pole, Icn=10kA, In=2A | 72.1071 | 1
165284 | PL7-D2/3N | PL7 circuit-breaker, D char, 3+N-pole, Icn=10kA, In=2A | 60.0909 | 1
165201 | PL7-D2/4 | PL7 circuit-breaker, char D, 4-pole, Icn=10kA, In=2A | 72.5334 | 1
262717 | PL7-D20/1 | PL7 circuit-breaker, D char, 1-pole, Icn=10kA, In=20A | 16.1931 | 1
262759 | PL7-D20/1N | PL7 circuit-breaker, D char, 1+N-pole, Icn=10kA, In=20A | 25.3375 | 1
263382 | PL7-D20/2 | PL7 circuit-breaker, D char, 2-pole, Icn=10kA, In=20A | 36.6489 | 1
263422 | PL7-D20/3 | PL7 circuit-breaker, D char, 3-pole, Icn=10kA, In=20A | 52.6633 | 1
264006 | PL7-D20/3N | PL7 circuit-breaker, D char, 3+N-pole, Icn=10kA, In=20A | 60.2456 | 1
165202 | PL7-D20/4 | PL7 circuit-breaker, D char, 4-pole, Icn=10kA, In=20A | 72.3691 | 1
262718 | PL7-D25/1 | PL7 circuit-breaker, D char, 1-pole, Icn=10kA, In=25A | 16.4994 | 1
262760 | PL7-D25/1N | PL7 circuit-breaker, D char, 1+N-pole, Icn=10kA, In=25A | 25.89 | 1
263383 | PL7-D25/2 | PL7 circuit-breaker, D char, 2-pole, Icn=10kA, In=25A | 36.3489 | 1
263423 | PL7-D25/3 | PL7 circuit-breaker, D char, 3-pole, Icn=10kA, In=25A | 52.6633 | 1
264007 | PL7-D25/3N | PL7 circuit-breaker, D char, 3+N-pole, Icn=10kA, In=25A | 62.7603 | 1
165203 | PL7-D25/4 | PL7 circuit-breaker, char D, 4-pole, Icn=10kA, In=25A | 74.2694 | 1
165073 | PL7-D3,5/1 | PL7 circuit-breaker, D char, 1-pole, Icn=10kA, In=3,5A | 16.0741 | 1
165245 | PL7-D3,5/1N | PL7 circuit-breaker, D char, 1+N-pole, Icn=10kA, In=3,5A | 25.4066 | 1
165107 | PL7-D3,5/2 | PL7 circuit-breaker, D char, 2-pole, Icn=10kA, In=3,5A | 35.482 | 1
165140 | PL7-D3,5/3 | PL7 circuit-breaker, D char, 3-pole, Icn=10kA, In=3,5A | 52.6277 | 1
165285 | PL7-D3,5/3N | PL7 circuit-breaker, D char, 3+N-pole, Icn=10kA, In=3,5A | 53.5088 | 1
165204 | PL7-D3,5/4 | PL7 circuit-breaker, char D, 4-pole, Icn=10kA, In=3,5A | 74.086 | 1
165074 | PL7-D3/1 | PL7 circuit-breaker, D char, 1-pole, Icn=10kA, In=3A | 16.0741 | 1
165246 | PL7-D3/1N | PL7 circuit-breaker, D char, 1+N-pole, Icn=10kA, In=3A | 24.5398 | 1
108185 | PL7-D3/2 | PL7 circuit-breaker, D char, 2-pole, Icn=10kA, In=3A | 51.5799 | 1
165141 | PL7-D3/3 | PL7 circuit-breaker, D char, 3-pole, Icn=10kA, In=3A | 54.4137 | 1
165286 | PL7-D3/3N | PL7 circuit-breaker, D char, 3+N-pole, Icn=10kA, In=3A | 52.4301 | 1
165205 | PL7-D3/4 | PL7 circuit-breaker, char D, 4-pole, Icn=10kA, In=3A | 74.3384 | 1
262719 | PL7-D32/1 | PL7 circuit-breaker, D char, 1-pole, Icn=10kA, In=32A | 16.0741 | 1
263384 | PL7-D32/2 | PL7 circuit-breaker, D char, 2-pole, Icn=10kA, In=32A | 36.1488 | 1
263424 | PL7-D32/3 | PL7 circuit-breaker, D char, 3-pole, Icn=10kA, In=32A | 52.6633 | 1
264008 | PL7-D32/3N | PL7 circuit-breaker, D char, 3+N-pole, Icn=10kA, In=32A | 65.7108 | 1
165206 | PL7-D32/4 | PL7 circuit-breaker, char D, 4-pole, Icn=10kA, In=32A | 76.4698 | 1
262712 | PL7-D4/1 | PL7 circuit-breaker, D char, 1-pole, Icn=10kA, In=4A | 16.6051 | 1
262754 | PL7-D4/1N | PL7 circuit-breaker, D char, 1+N-pole, Icn=10kA, In=4A | 37.2919 | 1
263367 | PL7-D4/2 | PL7 circuit-breaker, D char, 2-pole, Icn=10kA, In=4A | 48.1508 | 1
263417 | PL7-D4/3 | PL7 circuit-breaker, D char, 3-pole, Icn=10kA, In=4A | 69.44 | 1
165287 | PL7-D4/3N | PL7 circuit-breaker, D char, 3+N-pole, Icn=10kA, In=4A | 69.8615 | 1
165207 | PL7-D4/4 | PL7 circuit-breaker, char D, 4-pole, Icn=10kA, In=4A | 75.9292 | 1
262720 | PL7-D40/1 | PL7 circuit-breaker, D char, 1-pole, Icn=10kA, In=40A | 16.7861 | 1
263385 | PL7-D40/2 | PL7 circuit-breaker, D char, 2-pole, Icn=10kA, In=40A | 34.5477 | 1
263425 | PL7-D40/3 | PL7 circuit-breaker, D char, 3-pole, Icn=10kA, In=40A | 52.6633 | 1
264009 | PL7-D40/3N | PL7 circuit-breaker, D char, 3+N-pole, Icn=10kA, In=40A | 68.8399 | 1
165208 | PL7-D40/4 | PL7 circuit-breaker, char D, 4-pole, Icn=10kA, In=40A | 82.5136 | 1
165075 | PL7-D5/1 | PL7 circuit-breaker, D char, 1-pole, Icn=10kA, In=5A | 16.4313 | 1
165247 | PL7-D5/1N | PL7 circuit-breaker, D char, 1+N-pole, Icn=10kA, In=5A | 24.6898 | 1
165108 | PL7-D5/2 | PL7 circuit-breaker, D char, 2-pole, Icn=10kA, In=5A | 33.4579 | 1
165142 | PL7-D5/3 | PL7 circuit-breaker, D char, 3-pole, Icn=10kA, In=5A | 53.3064 | 1
165288 | PL7-D5/3N | PL7 circuit-breaker, D char, 3+N-pole, Icn=10kA, In=5A | 53.4731 | 1
165209 | PL7-D5/4 | PL7 circuit-breaker, char D, 4-pole, Icn=10kA, In=5A | 74.5837 | 1
166557 | PL7-D50/2 | #N/A | 62.7246 | #N/A
262713 | PL7-D6/1 | PL7 circuit-breaker, D char, 1-pole, Icn=10kA, In=6A | 16.6599 | 1
262755 | PL7-D6/1N | PL7 circuit-breaker, D char, 1+N-pole, Icn=10kA, In=6A | 27.4331 | 1
263368 | PL7-D6/2 | PL7 circuit-breaker, D char, 2-pole, Icn=10kA, In=6A | 36.7775 | 1
263418 | PL7-D6/3 | PL7 circuit-breaker, D char, 3-pole, Icn=10kA, In=6A | 60.0039 | 1
264002 | PL7-D6/3N | PL7 circuit-breaker, D char, 3+N-pole, Icn=10kA, In=6A | 63.2342 | 1
165210 | PL7-D6/4 | PL7 circuit-breaker, D char, 4-pole, Icn=10kA, In=6A | 82.7575 | 1
166560 | PL7-D63/3 | #N/A | 81.2039 | #N/A
166564 | PL7-D63/3N | #N/A | 115.1761 | #N/A
166562 | PL7-D63/4 | #N/A | 136.1653 | #N/A
165076 | PL7-D8/1 | PL7 circuit-breaker, D char, 1-pole, Icn=10kA, In=8A | 15.8479 | 1
165248 | PL7-D8/1N | PL7 circuit-breaker, D char, 1+N-pole, Icn=10kA, In=8A | 24.5612 | 1
165109 | PL7-D8/2 | PL7 circuit-breaker, D char, 2-pole, Icn=10kA, In=8A | 35.2915 | 1
165143 | PL7-D8/3 | PL7 circuit-breaker, D char, 3-pole, Icn=10kA, In=8A | 55.1043 | 1
165289 | PL7-D8/3N | PL7 circuit-breaker, D char, 3+N-pole, Icn=10kA, In=8A | 53.4612 | 1
165211 | PL7-D8/4 | PL7 circuit-breaker, char D, 4-pole, Icn=10kA, In=8A | 75.3077 | 1
SB1XL-S | PLASTIC XL BASE SIZE 01/1 | Fuse base for photovoltaic application, 1-pole, size 1, 250A | 220.0831 | #N/A
SB2XL-S | PLASTIC XL BASE SIZE 2 | Fuse base for photovoltaic applications, 1 pole, size 2XL | 395.6211 | #N/A
247979 | PLHT-B100 |  | 47.562 | 1
248005 | PLHT-B100/2 |  | 97.5653 | 1
248031 | PLHT-B100/3 |  | 146.1374 | 1
248057 | PLHT-B100/3N |  | 188.5644 | 1
248083 | PLHT-B100/4 |  | 194.9621 | 1
247980 | PLHT-B125 |  | 49.6665 | 1
248006 | PLHT-B125/2 |  | 101.6059 | 1
248032 | PLHT-B125/3 |  | 151.8617 | 1
248058 | PLHT-B125/3N |  | 194.878 | 1
248084 | PLHT-B125/4 |  | 202.6226 | 1
247972 | PLHT-B20 |  | 43.6055 | 1
247998 | PLHT-B20/2 |  | 89.3997 | 1
248024 | PLHT-B20/3 |  | 133.5945 | 1
248050 | PLHT-B20/3N |  | 168.5295 | 1
248076 | PLHT-B20/4 |  | 178.2944 | 1
247973 | PLHT-B25 |  | 42.0061 | 1
247999 | PLHT-B25/2 |  | 86.2851 | 1
248025 | PLHT-B25/3 |  | 129.4697 | 1
248051 | PLHT-B25/3N |  | 164.3204 | 1
248077 | PLHT-B25/4 |  | 172.7385 | 1
247974 | PLHT-B32 |  | 41.9219 | 1
248000 | PLHT-B32/2 |  | 86.7901 | 1
248026 | PLHT-B32/3 |  | 129.3013 | 1
248052 | PLHT-B32/3N |  | 164.4888 | 1
248078 | PLHT-B32/4 |  | 172.8227 | 1
247975 | PLHT-B40 |  | 41.5852 | 1
248001 | PLHT-B40/2 |  | 85.6958 | 1
248027 | PLHT-B40/3 |  | 128.4595 | 1
248053 | PLHT-B40/3N |  | 163.2261 | 1
248079 | PLHT-B40/4 |  | 171.3916 | 1
247976 | PLHT-B50 |  | 47.6462 | 1
248002 | PLHT-B50/2 |  | 97.5653 | 1
248028 | PLHT-B50/3 |  | 146.4742 | 1
248054 | PLHT-B50/3N |  | 184.9447 | 1
248080 | PLHT-B50/4 |  | 195.7198 | 1
247977 | PLHT-B63 |  | 47.3936 | 1
248003 | PLHT-B63/2 |  | 96.976 | 1
248029 | PLHT-B63/3 |  | 145.0431 | 1
248055 | PLHT-B63/3N |  | 187.891 | 1
248081 | PLHT-B63/4 |  | 193.8678 | 1
247978 | PLHT-B80 |  | 47.4778 | 1
248004 | PLHT-B80/2 |  | 97.3127 | 1
248030 | PLHT-B80/3 |  | 146.0532 | 1
248056 | PLHT-B80/3N |  | 188.5644 | 1
248082 | PLHT-B80/4 |  | 194.878 | 1
247988 | PLHT-C100 | PLHT circuit-breaker, C char, 1-pole, Icn=20kA, In=100A | 66.3545 | 1
248014 | PLHT-C100/2 | PLHT circuit-breaker, C char, 2-pole, Icn=20kA, In=100A | 152.1615 | 1
248040 | PLHT-C100/3 | PLHT circuit-breaker, C char, 3-pole, Icn=20kA, In=100A | 201.5835 | 1
248066 | PLHT-C100/3N | PLHT circuit-breaker, C char, 3+N-pole, Icn=20kA, In=100A | 292.649 | 1
248092 | PLHT-C100/4 | #N/A | 252.8183 | 1
247989 | PLHT-C125 | PLHT circuit-breaker, C char, 1-pole, Icn=15kA, In=125A | 66.3545 | 1
248015 | PLHT-C125/2 | PLHT circuit-breaker, C char, 2-pole, Icn=15kA, In=125A | 152.1615 | 1
248041 | PLHT-C125/3 | PLHT circuit-breaker, C char, 3-pole, Icn=15kA, In=125A | 205.582 | 1
248067 | PLHT-C125/3N | PLHT circuit-breaker, C char, 3+N-pole, Icn=15kA, In=125A | 293.9861 | 1
248093 | PLHT-C125/4 | #N/A | 276.0636 | 1
247981 | PLHT-C20 | PLHT circuit-breaker, C char, 1-pole, Icn=25kA, In=20A | 69.3502 | 1
248007 | PLHT-C20/2 | PLHT circuit-breaker, C char, 2-pole, Icn=25kA, In=20A | 120.3921 | 1
248033 | PLHT-C20/3 | PLHT circuit-breaker, C char, 3-pole, Icn=25kA, In=20A | 187.968 | 1
248059 | PLHT-C20/3N | PLHT circuit-breaker, C char, 3+N-pole, Icn=25kA, In=20A | 303.2688 | 1
248085 | PLHT-C20/4 | #N/A | 243.6642 | 1
247982 | PLHT-C25 | PLHT circuit-breaker, C char, 1-pole, Icn=25kA, In=25A | 69.3502 | 1
248008 | PLHT-C25/2 | PLHT circuit-breaker, C char, 2-pole, Icn=25kA, In=25A | 118.9136 | 1
248034 | PLHT-C25/3 | PLHT circuit-breaker, C char, 3-pole, Icn=25kA, In=25A | 202.8821 | 1
248060 | PLHT-C25/3N | PLHT circuit-breaker, C char, 3+N-pole, Icn=25kA, In=25A | 303.2688 | 1
248086 | PLHT-C25/4 | #N/A | 243.0342 | 1
247983 | PLHT-C32 | PLHT circuit-breaker, C char, 1-pole, Icn=25kA, In=32A | 68.9773 | 1
248009 | PLHT-C32/2 | PLHT circuit-breaker, C char, 2-pole, Icn=25kA, In=32A | 119.5821 | 1
248035 | PLHT-C32/3 | PLHT circuit-breaker, C char, 3-pole, Icn=25kA, In=32A | 187.968 | 1
248061 | PLHT-C32/3N | PLHT circuit-breaker, C char, 3+N-pole, Icn=25kA, In=32A | 303.2688 | 1
248087 | PLHT-C32/4 | #N/A | 242.1599 | 1
247984 | PLHT-C40 | PLHT circuit-breaker, C char, 1-pole, Icn=25kA, In=40A | 69.3502 | 1
248010 | PLHT-C40/2 | PLHT circuit-breaker, C char, 2-pole, Icn=25kA, In=40A | 119.1193 | 1
248036 | PLHT-C40/3 | PLHT circuit-breaker, C char, 3-pole, Icn=25kA, In=40A | 202.8821 | 1
248062 | PLHT-C40/3N | PLHT circuit-breaker, C char, 3+N-pole, Icn=25kA, In=40A | 304.8888 | 1
248088 | PLHT-C40/4 | #N/A | 243.4456 | 1
247985 | PLHT-C50 | PLHT circuit-breaker, C char, 1-pole, Icn=25kA, In=50A | 74.4544 | 1
248011 | PLHT-C50/2 | PLHT circuit-breaker, C char, 2-pole, Icn=25kA, In=50A | 163.2828 | 1
248037 | PLHT-C50/3 | PLHT circuit-breaker, C char, 3-pole, Icn=25kA, In=50A | 202.8821 | 1
248063 | PLHT-C50/3N | PLHT circuit-breaker, C char, 3+N-pole, Icn=25kA, In=50A | 303.2688 | 1
248089 | PLHT-C50/4 | #N/A | 256.6239 | 1
247986 | PLHT-C63 | PLHT circuit-breaker, C char, 1-pole, Icn=25kA, In=63A | 61.9317 | 1
248012 | PLHT-C63/2 | PLHT circuit-breaker, C char, 2-pole, Icn=25kA, In=63A | 136.8232 | 1
248038 | PLHT-C63/3 | PLHT circuit-breaker, C char, 3-pole, Icn=25kA, In=63A | 186.7081 | 1
248064 | PLHT-C63/3N | PLHT circuit-breaker, C char, 3+N-pole, Icn=25kA, In=63A | 253.6926 | 1
248090 | PLHT-C63/4 | #N/A | 254.8111 | 1
247987 | PLHT-C80 | PLHT circuit-breaker, C char, 1-pole, Icn=20kA, In=80A | 63.166 | 1
248013 | PLHT-C80/2 | PLHT circuit-breaker, C char, 2-pole, Icn=20kA, In=80A | 136.8232 | 1
248039 | PLHT-C80/3 | PLHT circuit-breaker, C char, 3-pole, Icn=20kA, In=80A | 190.4108 | 1
248065 | PLHT-C80/3N | PLHT circuit-breaker, C char, 3+N-pole, Icn=20kA, In=80A | 272.3865 | 1
248091 | PLHT-C80/4 | #N/A | 272.4508 | 1
247997 | PLHT-D100 | PLHT circuit-breaker, D char, 1-pole, Icn=15kA, In=100A | 76.2383 | 1
248049 | PLHT-D100/3 | PLHT circuit-breaker, D char, 3-pole, Icn=15kA, In=100A | 216.6484 | 1
247990 | PLHT-D20 | PLHT circuit-breaker, D char, 1-pole, Icn=25kA, In=20A | 61.4999 | 1
248042 | PLHT-D20/3 | PLHT circuit-breaker, D char, 3-pole, Icn=25kA, In=20A | 175.2052 | 1
247991 | PLHT-D25 | PLHT circuit-breaker, D char, 1-pole, Icn=25kA, In=25A | 60.7975 | 1
248043 | PLHT-D25/3 | PLHT circuit-breaker, D char, 3-pole, Icn=25kA, In=25A | 173.1732 | 1
247992 | PLHT-D32 | PLHT circuit-breaker, D char, 1-pole, Icn=25kA, In=32A | 61.1487 | 1
248044 | PLHT-D32/3 | PLHT circuit-breaker, D char, 3-pole, Icn=25kA, In=32A | 175.9954 | 1
247993 | PLHT-D40 | PLHT circuit-breaker, D char, 1-pole, Icn=25kA, In=40A | 65.056 | 1
247993 | PLHT-D40 | PLHT circuit-breaker, D char, 1-pole, Icn=25kA, In=40A | 65.056 | 1
248045 | PLHT-D40/3 | PLHT circuit-breaker, D char, 3-pole, Icn=25kA, In=40A | 173.4366 | 1
247994 | PLHT-D50 | PLHT circuit-breaker, D char, 1-pole, Icn=25kA, In=50A | 95.8937 | 1
248046 | PLHT-D50/3 | PLHT circuit-breaker, D char, 3-pole, Icn=25kA, In=50A | 219.8845 | 1
247995 | PLHT-D63 | PLHT circuit-breaker, D char, 1-pole, Icn=25kA, In=63A | 67.8092 | 1
248047 | PLHT-D63/3 | PLHT circuit-breaker, D char, 3-pole, Icn=25kA, In=63A | 206.3754 | 1
247996 | PLHT-D80 | PLHT circuit-breaker, D char, 1-pole, Icn=20kA, In=80A | 66.4796 | 1
248048 | PLHT-D80/3 | PLHT circuit-breaker, D char, 3-pole, Icn=20kA, In=80A | 206.3754 | 1
248074 | PLHT-D80/3N |  | 294.4485 | 1
263270 | PLN6-B10/1N-DE | #N/A | 28.649 | 1
263271 | PLN6-B13/1N-DE | #N/A | 28.649 | 1
263272 | PLN6-B16/1N-DE | #N/A | 28.649 | 1
263273 | PLN6-B20/1N-DE | #N/A | 28.649 | 1
263274 | PLN6-B25/1N-DE | #N/A | 28.649 | 1
263275 | PLN6-B32/1N-DE | #N/A | 28.649 | 1
263276 | PLN6-B40/1N-DE | #N/A | 28.649 | 1
263269 | PLN6-B6/1N-DE | #N/A | 28.649 | 1
263280 | PLN6-C10/1N-DE | #N/A | 21.7 | 1
263281 | PLN6-C13/1N-DE | #N/A | 21.7 | 1
263282 | PLN6-C16/1N-DE | #N/A | 21.7 | 1
263277 | PLN6-C2/1N-DE | #N/A | 24.1835 | 1
263283 | PLN6-C20/1N-DE | #N/A | 21.7 | 1
263284 | PLN6-C25/1N-DE | #N/A | 21.7 | 1
263285 | PLN6-C32/1N-DE | #N/A | 21.7 | 1
263278 | PLN6-C4/1N-DE | #N/A | 24.1835 | 1
263286 | PLN6-C40/1N-DE | #N/A | 21.7 | 1
263279 | PLN6-C6/1N-DE | #N/A | 21.7 | 1
203599 | PL-PKZ0 | Sealable cover for thermal release | 1.8147 | 5
242202 | PLSM-C10-MW |  | 11.6663 | 1
242474 | PLSM-C16/3-MW |  | 37.2375 | 1
44881 | PLV200-CI | Sealing kit | 16.0979 | 5
CH14-MS1 | PMX-14 1 Pole micro, only fusing | #N/A | 17.2278 | 5
CH14-MS3 | PMX-14 3 Poles micro, only fusing | #N/A | 19.2869 | 6
259141 | PN1-100 | Switch disconnector, 3pole, In=100A | 258.0288 | 1
259142 | PN1-125 | Switch disconnector, 3pole, In=125A | 331.47 | 1
281235 | PN1-160 | Switch disconnector, 3pole, In=160A | 358.3629 | 1
266000 | PN1-4-100 | Switch disconnectors, 4pole, In=100A | 326.114 | 1
266001 | PN1-4-125 | Switch disconnectors, 4pole, In=125A | 378.0057 | 1
281253 | PN1-4-160 | Switch disconnectors, 4pole, In=160A | 394.1992 | 1
265999 | PN1-4-63 | Switch disconnectors, 4pole, In=63A | 258.0288 | 1
259140 | PN1-63 | Switch disconnector, 3pole, In=63A | 216.7738 | 1
283471 | PN1-XPA | Paralleling mechanism 2 switches PN1 side by side | 195.5066 | 1
266005 | PN2-160 | Switch disconnectors, 3pole, In=160A | 390.9379 | 1
266006 | PN2-200 | Switch disconnectors, 3pole, In=200A | 480.861 | 1
266007 | PN2-250 | Switch disconnectors, 3pole, In=250A | 619.1637 | 1
266011 | PN2-4-160 | Switch disconnectors, 4pole, In=160A | 436.6332 | 1
118880 | PN2-4-160-BT | Switch disconnectors, 4pole, box terminals, In=160A | 345.9189 | 1
266012 | PN2-4-200 | Switch disconnectors, 4pole, In=200A | 503.4641 | 1
118881 | PN2-4-200-BT | Switch disconnectors, 4pole, box terminals, In=200A | 357.7447 | 1
266013 | PN2-4-250 | Switch disconnectors, 4pole, In=250A | 503.467 | 1
118882 | PN2-4-250-BT | Switch disconnectors, 4pole, box terminals, In=250A | 357.7447 | 1
283472 | PN2-XPA | Paralleling mechanism 2 switches PN2 side by side | 243.2151 | 1
266017 | PN3-400 | Switch disconnectors, 3pole, In=400A | 873.0281 | 1
266021 | PN3-4-400 | Switch disconnectors, 4pole, In=400A | 981.8039 | 1
266022 | PN3-4-630 | Switch disconnectors, 4pole, In=630A | 1212.9398 | 1
266018 | PN3-630 | Switch disconnectors, 3pole, In=630A | 975.319 | 1
283473 | PN3-XPA | Paralleling mechanism 2 switches PN3 side by side | 346.1507 | 1
SB1-DMS | POLYESTER BASE NH1 ST UNI | Fuse base, 1-pole, size 1, 250A | 100.5282 | #N/A
131674 | POP-270 | #N/A | 216.6721 | 1
139788 | PP00102 | #N/A | 62.7651 | 1
137381 | PP00104 | #N/A | 90.6607 | 1
51748 | PS416-ZBB-410 | #N/A | 82.4771 | 1
172892 | PSG120E24RM | 1-phase power supply, 24V, 5A, 120 W | 215.6314 | 1
172883 | PSG120F24RM | 3-phase power supply, 24V, 5A, 120 W | 254.4366 | 1
172893 | PSG240E24RM | 1-phase power supply, 24V, 10A, 240 W | 370.9729 | 1
172884 | PSG240F24RM | 3-phase power supply, 24V, 10A, 240 W | 422.7534 | 1
172887 | PSG480B24RM |  | 628.4679 | 1
172894 | PSG480E24RM | 1-phase power supply, 24V, 20A, 480 W | 554.8601 | 1
172885 | PSG480F24RM | 3-phase power supply, 24V, 20A, 480 W | 569.4045 | 1
172888 | PSG480R24RM |  | 117.4319 | 1
172891 | PSG60E24RM | 1-phase power supply, 24V, 2,5A, 60 W | 138.0813 | 1
172882 | PSG60F24RM | 3-phase power supply, 24V, 2,5A, 60 W | 168.2565 | 1
172890 | PSG60N24RP | 1-phase power supply, 24V, 2,5A, 60 W | 90.5857 | 1
172886 | PSG960F24RM | 3-phase power supply, 24V, 40A, 960 W | 798.0112 | 1
172889 | PSG960R24RM | Redundancy module 40 A | 105.4412 | 1
120934 | P-SOL20 | Switch-disconnector 1000 V DC, 20 A, 2-pole | 147.983 | 1
120935 | P-SOL30 | Switch-disconnector 1000 V DC, 30 A, 2-pole | 156.0829 | 1
120936 | P-SOL60 | Switch-disconnector 1000 V DC, 60 A, 2-pole | 445.2091 | 1
157859 | P-SOL-XUV(230V50/60HZ,240V50/60HZ) | #N/A | 105.1438 | 1
PXS24BB00012 | PXS24-BB/80A/12TE | Bus bar for electronic overcurrent protection PXS, 12TE | 8.4189 | 1
PXS24BB00001 | PXS24-BB/80A/1m | Bus bar for electronic overcurrent protection PXS, 1m | 35.179 | 1
PXS24BB00004 | PXS24-BB/80A/4TE | Bus bar for electronic overcurrent protection PXS, 4TE | 3.548 | 1
PXS24BB00008 | PXS24-BB/80A/8TE | Bus bar for electronic overcurrent protection PXS, 8TE | 6.0135 | 1
PXS24E10A002 | PXS24E-e10/F | Electronic overcurrent protection, supply from busbar, Un=24V DC, In=10A | 80.1599 | 1
PXS24E10A001 | PXS24E-e10/F-IT | Electronic overcurrent protection, supply from busbar and imput terminals, Un=24V DC, In=10A | 86.9552 | 1
PXS24E02A002 | PXS24E-e2/F | Electronic overcurrent protection, supply from busbar, Un=24V DC, In=2A | 67.4714 | 1
PXS24E02A001 | PXS24E-e2/F-IT | Electronic overcurrent protection, supply from busbar and imput terminals, Un=24V DC, In=2A | 72.9437 | 1
PXS24E04A002 | PXS24E-e4/F | Electronic overcurrent protection, supply from busbar, Un=24V DC, In=4A | 67.6518 | 1
PXS24E04A001 | PXS24E-e4/F-IT | Electronic overcurrent protection, supply from busbar and imput terminals, Un=24V DC, In=4A | 73.064 | 1
PXS24E06A002 | PXS24E-e6/F | Electronic overcurrent protection, supply from busbar, Un=24V DC, In=6A | 67.3512 | 1
PXS24E06A001 | PXS24E-e6/F-IT | Electronic overcurrent protection, supply from busbar and imput terminals, Un=24V DC, In=6A | 72.8235 | 1
PXS24E08A002 | PXS24E-e8/F | Electronic overcurrent protection, supply from busbar, Un=24V DC, In=8A | 71.3802 | 1
PXS24E08A001 | PXS24E-e8/F-IT | Electronic overcurrent protection, supply from busbar and imput terminals, Un=24V DC, In=8A | 76.7924 | 1
PXS24ACC0001 | PXS24-IT | Feed-In terminal for busbar PXS24-BB, In=60A, 2,5-16mm2 | 3.2473 | 1
PXS24ACC0000 | PXS24-PCH | Electronic overcurrent protection, empty module without function | 9.3209 | 1
PXS24S10A002 | PXS24S-e10/F/ORT | Electronic overcurrent protection with communication, supply from busbar, Un=24V DC, In=10A | 90.6835 | 1
PXS24S10A001 | PXS24S-e10/F/ORT-IT | Electronic overcurrent protection with communication, supply busbar + terminals, Un=24V DC, In=10A | 96.1558 | 1
PXS24S13A002 | PXS24S-e13/F/ORT | Electronic overcurrent protection with communication, supply from busbar, Un=24V DC, In=13A | 90.6835 | 1
PXS24S13A001 | PXS24S-e13/F/ORT-IT | Electronic overcurrent protection with communication, supply busbar + terminals, Un=24V DC, In=13A | 96.1558 | 1
PXS24S16A002 | PXS24S-e16/F/ORT | Electronic overcurrent protection with communication, supply from busbar, Un=24V DC, In=16A | 90.7437 | 1
PXS24S16A001 | PXS24S-e16/F/ORT-IT | Electronic overcurrent protection with communication, supply busbar + terminals, Un=24V DC, In=16A | 96.216 | 1
PXS24S02A002 | PXS24S-e2/F/ORT | Electronic overcurrent protection with communication, supply from busbar, Un=24V DC, In=2A | 78.0552 | 1
PXS24S02A001 | PXS24S-e2/F/ORT-IT | Electronic overcurrent protection with communication, supply busbar + terminals, Un=24V DC, In=2A | 83.4673 | 1
PXS24S04A002 | PXS24S-e4/F/ORT | Electronic overcurrent protection with communication, supply from busbar, Un=24V DC, In=4A | 78.1153 | 1
PXS24S04A001 | PXS24S-e4/F/ORT-IT | Electronic overcurrent protection with communication, supply busbar + terminals, Un=24V DC, In=4A | 83.5876 | 1
PXS24S06A002 | PXS24S-e6/F/ORT | Electronic overcurrent protection with communication, supply from busbar, Un=24V DC, In=6A | 77.8748 | 1
PXS24S06A001 | PXS24S-e6/F/ORT-IT | Electronic overcurrent protection with communication, supply busbar + terminals, Un=24V DC, In=6A | 83.3471 | 1
PXS24S08A002 | PXS24S-e8/F/ORT | Electronic overcurrent protection with communication, supply from busbar, Un=24V DC, In=8A | 81.7836 | 1
PXS24S08A001 | PXS24S-e8/F/ORT-IT | Electronic overcurrent protection with communication, supply busbar + terminals, Un=24V DC, In=8A | 87.1957 | 1
37985 | Q18BS | Blanking plate, black, 18 x 18 mm | 3.2142 | 1
86299 | Q18D-10 | Pushbutton actuator, 18x18mm, spring return, red 0 | 11.2498 | 1
86332 | Q18D-11 | Pushbutton actuator, 18x18mm, spring return, green I | 11.2498 | 1
80167 | Q18D-121 | Pushbutton actuator, 18x18mm, spring return, black EIN | 15.3383 | 1
54040 | Q18D-19 | Pushbutton actuator, 18x18mm, spring return, black 0 | 11.2498 | 1
54041 | Q18D-20 | Pushbutton actuator, 18x18mm, spring return, white I | 11.2498 | 1
79395 | Q18D-32 | Pushbutton actuator, 18x18mm, spring return, black arrow | 11.2498 | 1
80166 | Q18D-33 | Pushbutton actuator, 18x18mm, spring return, black arrow | 11.2498 | 1
86384 | Q18D-BL | Pushbutton actuator, 18x18mm, spring return, blue | 11.2498 | 1
86417 | Q18D-GE | Pushbutton actuator, 18x18mm, spring return, yelow | 11.2498 | 1
86450 | Q18D-GN | Pushbutton actuator, 18x18mm, spring return, green | 11.2498 | 1
90241 | Q18DR-BL | Pushbutton actuator, 18x18mm, stay-put, blue | 13.5898 | 1
90482 | Q18DR-GE | Pushbutton actuator, 18x18mm, stay-put, yelow | 13.5898 | 1
86176 | Q18DR-GN | Pushbutton actuator, 18x18mm, stay-put, green | 13.5898 | 1
86209 | Q18DR-RT | Pushbutton actuator, 18x18mm, stay-put, red | 13.5898 | 1
86269 | Q18DR-SW | Pushbutton actuator, 18x18mm, stay-put, black | 13.5898 | 1
86713 | Q18D-RT | Pushbutton actuator, 18x18mm, spring return, red | 11.2627 | 1
86243 | Q18DR-WS | Pushbutton actuator, 18x18mm, stay-put, white | 13.5898 | 1
86788 | Q18D-SW | Pushbutton actuator, 18x18mm, spring return, black | 11.2498 | 1
86752 | Q18D-WS | Pushbutton actuator, 18x18mm, spring return, white | 11.2498 | 1
88270 | Q18LF-BL | Indicator lights, 18x18mm, flat, without bulb, IP65, blue | 12.9212 | 1
87860 | Q18LF-BL/WB | Indicator lights, 18x18mm, flat, with bulb, IP65, blue | 14.2455 | 1
88303 | Q18LF-GE | Indicator lights, 18x18mm, flat, without bulb, IP65, yelow | 12.9469 | 1
87915 | Q18LF-GE/WB | Indicator lights, 18x18mm, flat, with bulb, IP65, yelow | 14.2455 | 1
88337 | Q18LF-GN | Indicator lights, 18x18mm, flat, without bulb, IP65, green | 12.9212 | 1
87947 | Q18LF-GN/WB | Indicator lights, 18x18mm, flat, with bulb, IP65, green | 14.2455 | 1
88387 | Q18LF-RT | Indicator lights, 18x18mm, flat, without bulb, IP65, red | 12.9212 | 1
88001 | Q18LF-RT/WB | Indicator lights, 18x18mm, flat, with bulb, IP65, red | 14.2455 | 1
88406 | Q18LF-WS | Indicator lights, 18x18mm, flat, without bulb, IP65, white | 12.9212 | 1
88059 | Q18LF-WS/WB | Indicator lights, 18x18mm, flat, with bulb, IP65, white | 14.2455 | 1
88560 | Q18LH-BL | Indicator lights, 18x18mm, conical, without bulb, IP65, blue | 12.9212 | 1
88424 | Q18LH-BL/WB | Indicator lights, 18x18mm, conical, with bulb, IP65, blue | 14.2455 | 1
88585 | Q18LH-GE | Indicator lights, 18x18mm, conical, without bulb, IP65, yelow | 12.9212 | 1
88448 | Q18LH-GE/WB | Indicator lights, 18x18mm, conical, with bulb, IP65, yelow | 14.2455 | 1
88629 | Q18LH-GN | Indicator lights, 18x18mm, conical, without bulb, IP65, green | 12.9212 | 1
88483 | Q18LH-GN/WB | Indicator lights, 18x18mm, conical, with bulb, IP65, green | 14.2583 | 1
88655 | Q18LH-RT | Indicator lights, 18x18mm, conical, without bulb, IP65, red | 12.9212 | 1
88507 | Q18LH-RT/WB | Indicator lights, 18x18mm, conical, with bulb, IP65, red | 14.2583 | 1
88705 | Q18LH-WS | Indicator lights, 18x18mm, conical, without bulb, IP65, white | 12.9212 | 1
88535 | Q18LH-WS/WB | Indicator lights, 18x18mm, conical, with bulb, IP65, white | 14.2455 | 1
88764 | Q18LT-BL | Pushbutton actuator illuminated, 18x18mm, spring return, without bulb, IP65, blue | 13.7312 | 1
88338 | Q18LT-BL/WB | Pushbutton actuator illuminated, 18x18mm, spring return, with bulb 24V, IP65, blue | 14.7469 | 1
88808 | Q18LT-GE | Pushbutton actuator illuminated, 18x18mm, spring return, without bulb, IP65, yelow | 13.7312 | 1
88449 | Q18LT-GE/WB | Pushbutton actuator illuminated, 18x18mm, spring return, with bulb 24V, IP65, yelow | 14.7469 | 1
89067 | Q18LT-GN | Pushbutton actuator illuminated, 18x18mm, spring return, without bulb, IP65, green | 13.7569 | 1
88509 | Q18LT-GN/WB | Pushbutton actuator illuminated, 18x18mm, spring return, with bulb 24V, IP65, green | 14.7469 | 1
86813 | Q18LTR-BL | Pushbutton actuator illuminated, 18x18mm, stay-put, without bulb, IP65, blue | 15.7754 | 1
86348 | Q18LTR-BL/WB | Pushbutton actuator illuminated, 18x18mm, stay-put, with bulb 24V, IP65, blue | 17.3825 | 1
87764 | Q18LTR-GE | Pushbutton actuator illuminated, 18x18mm, stay-put, without bulb, IP65, yelow | 15.7754 | 1
86382 | Q18LTR-GE/WB | Pushbutton actuator illuminated, 18x18mm, stay-put, with bulb 24V, IP65, yelow | 17.3825 | 1
87831 | Q18LTR-GN | Pushbutton actuator illuminated, 18x18mm, stay-put, without bulb, IP65, green | 15.7754 | 1
86413 | Q18LTR-GN/WB | Pushbutton actuator illuminated, 18x18mm, stay-put, with bulb 24V, IP65, green | 17.3825 | 1
87918 | Q18LTR-RT | Pushbutton actuator illuminated, 18x18mm, stay-put, without bulb, IP65, red | 15.7754 | 1
86448 | Q18LTR-RT/WB | Pushbutton actuator illuminated, 18x18mm, stay-put, with bulb 24V, IP65, red | 17.3825 | 1
89776 | Q18LT-RT | Pushbutton actuator illuminated, 18x18mm, spring return, without bulb, IP65, red | 13.7569 | 1
88537 | Q18LT-RT/WB | Pushbutton actuator illuminated, 18x18mm, spring return, with bulb 24V, IP65, red | 14.7469 | 1
88123 | Q18LTR-WS | Pushbutton actuator illuminated, 18x18mm, stay-put, without bulb, IP65, white | 15.7754 | 1
86708 | Q18LTR-WS/WB | Pushbutton actuator illuminated, 18x18mm, stay-put, with bulb 24V, IP65, white | 17.3825 | 1
51735 | Q18LTR-X | Pushbutton actuator illuminated, 18x18mm, stay-put, without bulb, IP65 | 13.654 | 1
89202 | Q18LT-WS | Pushbutton actuator illuminated, 18x18mm, spring return, without bulb, IP65, white | 13.7312 | 1
88561 | Q18LT-WS/WB | Pushbutton actuator illuminated, 18x18mm, spring return, with bulb 24V, IP65, white | 14.7469 | 1
51745 | Q18LT-X | Pushbutton actuator illuminated, 18x18mm, spring return, without bulb, IP65 | 11.2498 | 1
39336 | Q18LWK1-GN | Selector switch actuator, illuminated, 2 positions, 18x18mm, spring return, without bulb., green | 19.5039 | 1
39337 | Q18LWK1-RT | Selector switch actuator, illuminated, 2 positions, 18x18mm, spring return, without bulb., red | 19.5039 | 1
39335 | Q18LWK1R-WS/WB | Selector switch actuator, illuminated, 2 positions, 18x18mm, stay-put, with bulb 24V., white | 20.8925 | 1
51739 | Q18LX | #N/A | 10.4398 | 1
51741 | Q18LX/WB | #N/A | 14.2455 | 1
38806 | Q18S1 | Key-operated actuators, 2 positions, 18x18mm, spring return, 45°, black | 27.8281 | 1
45959 | Q18S1-BL | Key-operated actuators, 2 positions, 18x18mm, spring return, 45°, blue | 32.5794 | 1
38805 | Q18S1R | Key-operated actuators, 2 positions, 18x18mm, stay-put, 45°, black | 27.9049 | 1
72312 | Q18S1R-A1 | Key-operated actuators, 2 positions, 18x18mm, stay-put, 45°, black | 27.9049 | 1
72313 | Q18S3 | Key-operated actuators, 3 positions, 18x18mm, spring return, 45°, black | 32.0651 | 1
46368 | Q18S3-BL | Key-operated actuators, 3 positions, 18x18mm, spring return, 45°, blue | 37.5422 | 1
72314 | Q18S3R | Key-operated actuators, 3 positions, 18x18mm, stay-put, 45°, black | 32.0651 | 1
72315 | Q18S3R-A1 | Key-operated actuators, 3 positions, 18x18mm, stay-put, 45°, black | 34.4694 | 1
72316 | Q18S3R-A2 | Key-operated actuators, 3 positions, 18x18mm, stay-put, 45°, black | 34.4694 | 1
72317 | Q18S3R-A3 | Key-operated actuators, 3 positions, 18x18mm, stay-put, 45°, black | 34.4694 | 1
72318 | Q18S3R-A4 | Key-operated actuators, 3 positions, 18x18mm, stay-put/spring return, 45°, black | 34.4694 | 1
72319 | Q18S3R-A5 | Key-operated actuators, 3 positions, 18x18mm, stay-put/spring return, 45°, black | 34.4694 | 1
72320 | Q18S3R-A6 | Key-operated actuators, 3 positions, 18x18mm, spring return/stay-put, 45°, black | 34.4694 | 1
72321 | Q18S3R-A7 | Key-operated actuators, 3 positions, 18x18mm, spring return/stay-put, 45°, black | 34.4694 | 1
64430 | Q18S3R-BL | Key-operated actuators, 3 positions, 18x18mm, stay-put, 45°, blue | 37.5422 | 1
36515 | Q18WK1 | Selector switch actuator, 2 positions, 18x18mm, spring return | 16.5726 | 1
36598 | Q18WK1R | Selector switch actuator, 2 positions, 18x18mm, stay-put | 16.5726 | 1
72308 | Q18WK3 | Selector switch actuator, 3 positions, 18x18mm, spring return | 18.1797 | 1
72309 | Q18WK3R | Selector switch actuator, 3 positions, 18x18mm, stay-put | 18.1797 | 1
72310 | Q18WK3R1 | Selector switch actuator, 3 positions, 18x18mm, stay-put/spring return | 19.1311 | 1
72311 | Q18WK3R2 | Selector switch actuator, 3 positions, 18x18mm, spring return/stay-put | 19.1311 | 1
48640 | Q25AGE | Blanking plate, yelow, 25 x 37,5 mm | 3.2142 | 1
48641 | Q25AGR | Blanking plate, seda, 25 x 37,5 mm | 3.2142 | 1
36602 | Q25AS | Blanking plate, black, 25 x 37,5 mm | 3.2142 | 1
36976 | Q25BS | Blanking plate, black, 25 x 25 mm | 3.2142 | 1
90421 | Q25D-10 | Pushbutton actuator, 25x25mm, spring return, red 0 | 11.2498 | 1
90471 | Q25D-11 | Pushbutton actuator, 25x25mm, spring return, green I | 11.2498 | 1
54039 | Q25D-19 | Pushbutton actuator, 25x25mm, spring return, black 0 | 11.2498 | 1
54038 | Q25D-20 | Pushbutton actuator, 25x25mm, spring return, white I | 11.2498 | 1
86328 | Q25D-BL | Pushbutton actuator, 25x25mm, spring return, blue | 11.2498 | 1
86343 | Q25D-GE | Pushbutton actuator, 25x25mm, spring return, yelow | 11.2498 | 1
86409 | Q25D-GN | Pushbutton actuator, 25x25mm, spring return, green | 11.2498 | 1
88110 | Q25DR-BL | Pushbutton actuator, 25x25mm, stay-put, blue | 13.5898 | 1
88404 | Q25DR-GE | Pushbutton actuator, 25x25mm, stay-put, yelow | 13.5898 | 1
88531 | Q25DR-GN | Pushbutton actuator, 25x25mm, stay-put, green | 13.5898 | 1
88627 | Q25DR-RT | Pushbutton actuator, 25x25mm, stay-put, red | 13.5898 | 1
88739 | Q25DR-SW | Pushbutton actuator, 25x25mm, stay-put, black | 13.5898 | 1
86444 | Q25D-RT | Pushbutton actuator, 25x25mm, spring return, red | 11.2498 | 1
88701 | Q25DR-WS | Pushbutton actuator, 25x25mm, stay-put, white | 13.5898 | 1
87230 | Q25D-SW | Pushbutton actuator, 25x25mm, spring return, black | 11.2498 | 1
86808 | Q25D-WS | Pushbutton actuator, 25x25mm, spring return, white | 11.2498 | 1
89229 | Q25LF-BL | Indicator lights, 25x25mm, flat, without bulb, IP65, blue | 12.9212 | 1
88761 | Q25LF-BL/WB | Indicator lights, 25x25mm, flat, with bulb, IP65, blue | 14.2455 | 1
89252 | Q25LF-GE | Indicator lights, 25x25mm, flat, without bulb, IP65, yelow | 12.9212 | 1
88798 | Q25LF-GE/WB | Indicator lights, 25x25mm, flat, with bulb, IP65, yelow | 14.2455 | 1
90000 | Q25LF-GN | Indicator lights, 25x25mm, flat, without bulb, IP65, green | 12.9212 | 1
88828 | Q25LF-GN/WB | Indicator lights, 25x25mm, flat, with bulb, IP65, green | 14.2455 | 1
90198 | Q25LF-RT | Indicator lights, 25x25mm, flat, without bulb, IP65, red | 12.9212 | 1
89104 | Q25LF-RT/WB | Indicator lights, 25x25mm, flat, with bulb, IP65, red | 14.2455 | 1
90228 | Q25LF-WS | Indicator lights, 25x25mm, flat, without bulb, IP65, white | 12.9212 | 1
89151 | Q25LF-WS/WB | Indicator lights, 25x25mm, flat, with bulb, IP65, white | 14.2455 | 1
90428 | Q25LH-BL | Indicator lights, 25x25mm, conical, without bulb, IP65, blue | 12.9212 | 1
90240 | Q25LH-BL/WB | Indicator lights, 25x25mm, conical, with bulb, IP65, blue | 14.2455 | 1
90481 | Q25LH-GE | Indicator lights, 25x25mm, conical, without bulb, IP65, yelow | 12.9212 | 1
90285 | Q25LH-GE/WB | Indicator lights, 25x25mm, conical, with bulb, IP65, yelow | 14.2455 | 1
86207 | Q25LH-GN | Indicator lights, 25x25mm, conical, without bulb, IP65, green | 12.9212 | 1
90312 | Q25LH-GN/WB | Indicator lights, 25x25mm, conical, with bulb, IP65, green | 14.2455 | 1
86241 | Q25LH-RT | Indicator lights, 25x25mm, conical, without bulb, IP65, red | 12.9212 | 1
90354 | Q25LH-RT/WB | Indicator lights, 25x25mm, conical, with bulb, IP65, red | 14.2455 | 1
86263 | Q25LH-WS | Indicator lights, 25x25mm, conical, without bulb, IP65, white | 12.9212 | 1
90405 | Q25LH-WS/WB | Indicator lights, 25x25mm, conical, with bulb, IP65, white | 14.2455 | 1
72371 | Q25LPV | Emergency stop actuator | 39.805 | 1
257064 | Q25LPV-S | Emergency stop actuator | 39.8821 | 1
90479 | Q25LT-BL | Pushbutton actuator illuminated, 25x25mm, spring return, without bulb, IP65, blue | 13.7312 | 1
89102 | Q25LT-BL/WB | Pushbutton actuator illuminated, 25x25mm, spring return, with bulb 24V, IP65, blue | 14.7469 | 1
86173 | Q25LT-GE | Pushbutton actuator illuminated, 25x25mm, spring return, without bulb, IP65, yelow | 13.7312 | 1
89137 | Q25LT-GE/WB | Pushbutton actuator illuminated, 25x25mm, spring return, with bulb 24V, IP65, yelow | 14.7469 | 1
86206 | Q25LT-GN | Pushbutton actuator illuminated, 25x25mm, spring return, without bulb, IP65, green | 13.7312 | 1
89190 | Q25LT-GN/WB | Pushbutton actuator illuminated, 25x25mm, spring return, with bulb 24V, IP65, green | 14.7469 | 1
86739 | Q25LTR-BL | Pushbutton actuator illuminated, 25x25mm, stay-put, without bulb, IP65, blue | 15.7754 | 1
86330 | Q25LTR-BL/WB | Pushbutton actuator illuminated, 25x25mm, stay-put, with bulb 24V, IP65, blue | 17.3825 | 1
86784 | Q25LTR-GE | Pushbutton actuator illuminated, 25x25mm, stay-put, without bulb, IP65, yelow | 15.7754 | 1
86346 | Q25LTR-GE/WB | Pushbutton actuator illuminated, 25x25mm, stay-put, with bulb 24V, IP65, yelow | 17.3825 | 1
86812 | Q25LTR-GN | Pushbutton actuator illuminated, 25x25mm, stay-put, without bulb, IP65, green | 15.7754 | 1
86380 | Q25LTR-GN/WB | Pushbutton actuator illuminated, 25x25mm, stay-put, with bulb 24V, IP65, green | 17.3825 | 1
86840 | Q25LTR-RT | Pushbutton actuator illuminated, 25x25mm, stay-put, without bulb, IP65, red | 15.7754 | 1
86412 | Q25LTR-RT/WB | Pushbutton actuator illuminated, 25x25mm, stay-put, with bulb 24V, IP65, red | 17.3825 | 1
86238 | Q25LT-RT | Pushbutton actuator illuminated, 25x25mm, spring return, without bulb, IP65, red | 13.7312 | 1
89998 | Q25LT-RT/WB | Pushbutton actuator illuminated, 25x25mm, spring return, with bulb 24V, IP65, red | 14.7469 | 1
87232 | Q25LTR-WS | Pushbutton actuator illuminated, 25x25mm, stay-put, without bulb, IP65, white | 15.7754 | 1
86447 | Q25LTR-WS/WB | Pushbutton actuator illuminated, 25x25mm, stay-put, with bulb 24V, IP65, white | 17.3825 | 1
51736 | Q25LTR-X | Pushbutton actuator illuminated, 25x25mm, stay-put, without bulb, IP65 | 13.654 | 1
86262 | Q25LT-WS | Pushbutton actuator illuminated, 25x25mm, spring return, without bulb, IP65, white | 13.7312 | 1
90226 | Q25LT-WS/WB | Pushbutton actuator illuminated, 25x25mm, spring return, with bulb 24V, IP65, white | 14.7469 | 1
51746 | Q25LT-X | Pushbutton actuator illuminated, 25x25mm, spring return, without bulb, IP65 | 11.2498 | 1
51740 | Q25LX | Indicator lights, 25x25mm, flat, without bulb, IP65, without lens | 10.4398 | 1
72370 | Q25PV | Emergency stop actuator | 23.7724 | 1
257063 | Q25PV-S | Emergency stop actuator | 24.171 | 1
38773 | Q25S1 | Key-operated actuators, 2 positions, 25x25mm, spring return, 45°, black | 27.9818 | 1
38772 | Q25S1R | Key-operated actuators, 2 positions, 25x25mm, stay-put, 45°, black | 28.0587 | 1
72376 | Q25S1R-A1 | Key-operated actuators, 2 positions, 25x25mm, stay-put, 45°, black | 28.0587 | 1
45502 | Q25S1R-BL | Key-operated actuators, 2 positions, 25x25mm, stay-put, 45°, blue | 32.5794 | 1
72377 | Q25S3 | Key-operated actuators, 3 positions, 25x25mm, spring return, 45°, black | 32.0651 | 1
72378 | Q25S3R | Key-operated actuators, 3 positions, 25x25mm, stay-put, 45°, black | 32.0651 | 1
72379 | Q25S3R-A1 | Key-operated actuators, 3 positions, 25x25mm, stay-put, 45°, black | 34.4694 | 1
72380 | Q25S3R-A2 | Key-operated actuators, 3 positions, 25x25mm, stay-put, 45°, black | 34.4694 | 1
72381 | Q25S3R-A3 | Key-operated actuators, 3 positions, 25x25mm, stay-put, 45°, black | 34.4694 | 1
72382 | Q25S3R-A4 | Key-operated actuators, 3 positions, 25x25mm, stay-put/spring return, 45°, black | 34.4694 | 1
72383 | Q25S3R-A5 | Key-operated actuators, 3 positions, 25x25mm, stay-put/spring return, 45°, black | 34.4694 | 1
72384 | Q25S3R-A6 | Key-operated actuators, 3 positions, 25x25mm, spring return/stay-put, 45°, black | 34.4694 | 1
72385 | Q25S3R-A7 | Key-operated actuators, 3 positions, 25x25mm, spring return/stay-put, 45°, black | 34.4694 | 1
45646 | Q25S3R-BL | Key-operated actuators, 3 positions, 25x25mm, stay-put, 45°, blue | 37.5422 | 1
72305 | Q25TS-197 | Label mount with insert label, white, HAND 0 AUTO | 1.7485 | 1
72306 | Q25TS-386 | Label mount with insert label, white, DEFAULT | 1.7485 | 1
72307 | Q25TS-397 | Label mount with insert label, white, MAN. 0 AUTO | 1.7485 | 1
72304 | Q25TS-93 | Label mount with insert label, white, I-0-II | 1.7485 | 1
36601 | Q25TS-X | Label mount without insert label, black | 0.79713 | 20
36599 | Q25WK1 | Selector switch actuator, 2 positions, 25x25mm, spring return | 16.5726 | 1
36600 | Q25WK1R | Selector switch actuator, 2 positions, 25x25mm, stay-put | 16.5726 | 1
72372 | Q25WK3 | Selector switch actuator, 3 positions, 25x25mm, spring return | 18.1797 | 1
72373 | Q25WK3R | Selector switch actuator, 3 positions, 25x25mm, stay-put | 18.1797 | 1
72374 | Q25WK3R1 | Selector switch actuator, 3 positions, 25x25mm, stay-put/spring return | 19.1311 | 1
72375 | Q25WK3R2 | Selector switch actuator, 3 positions, 25x25mm, spring return/stay-put | 19.1311 | 1
1319815 | QM100/3 | Change-over switch 1-0-2, 100A, 3-pole, with shaft | 447.0818 | #N/A
1319916 | QM100/3N | Change-over switch 1-0-2, 100A, 3+N-pole, with shaft | 477.5872 | #N/A
1319814 | QM100/6 | Multipole switch-disconnector, 100A, 6-pole, with shaft | 447.4707 | #N/A
1319905 | QM100/6N2 | Multipole switch-disconnector, 100A, 8-pole, with shaft | 504.1163 | #N/A
1319970 | QM40/3N | Change-over switch 1-0-2, 40A, 3+N-pole, with shaft | 217.9278 | #N/A
1319807 | QM63/3 | Change-over switch 1-0-2, 63A, 3-pole, with shaft | 259.2706 | #N/A
1319915 | QM63/3N | Change-over switch 1-0-2, 63A, 3+N-pole, with shaft | 311.9902 | #N/A
1319806 | QM63/6 | Multipole switch-disconnector, 63A, 6-pole, with shaft | 259.2706 | #N/A
1319904 | QM63/6N2 | Multipole switch-disconnector, 63A, 8-pole, with shaft | 311.9902 | #N/A
1319856 | QMHANDLECO | Knob for change-over switch QM 1-0-2 | 19.9941 | #N/A
1319855 | QMHANDLEMP | Knob for multipole switch-disconnector QM 1-0 | 19.9941 | #N/A
1318546 | QSA100N1-00/3 | Switch-disconnector Fuse 100A, fuse size 00, frame size 1, 3pole | 431.4997 | #N/A
1318016 | QSA100N1-A4/3 | Switch-disconnector Fuse 100A, fuse size A4, frame size 1, 3pole | 485.3717 | #N/A
1318030 | QSA125N1-00/3 | Switch-disconnector Fuse 125A, fuse size 00, frame size 1, 3pole | 508.6529 | #N/A
1318020 | QSA125N1-B2/3 | Switch-disconnector Fuse 125A, fuse size B2, frame size 1, 3pole | 579.337 | #N/A
1318033 | QSA160N1-00/3 | Switch-disconnector Fuse 160A, fuse size 00, frame size 1, 3pole | 522.0417 | #N/A
1318023 | QSA160N1-B2/3 | Switch-disconnector Fuse 160A, fuse size B2, frame size 1, 3pole | 582.5045 | #N/A
1319065 | QSA200/3BS | Switch-disconnector Fuse 200A, fuse size B2, frame size 2, 3pole | 783.0686 | #N/A
1318547 | QSA200N-2/3 | Switch-disconnector Fuse 200A, fuse size 2, frame size 2, 3pole | 857.237 | #N/A
1318526 | QSA250N-2/3 | Switch-disconnector Fuse 250A, fuse size 2, frame size 2, 3pole | 913.7648 | #N/A
1319074 | QSA250N-B4/3 | Switch-disconnector Fuse 250A, fuse size B4, frame size 2, 3pole | 886.5487 | #N/A
1318548 | QSA315N-2/3 | Switch-disconnector Fuse 315A, fuse size 2, frame size 2, 3pole | 1081.131 | #N/A
1319095 | QSA315N-B4/3 | Switch-disconnector Fuse 315A, fuse size B4, frame size 2, 3pole | 903.9943 | #N/A
1318549 | QSA400-3/3 | Switch-disconnector Fuse 400A, fuse size 3, frame size 3, 3pole | 1864.3215 | #N/A
1318537 | QSA400-C3/3 | Switch-disconnector Fuse 400A, fuse size C3, frame size 3, 3pole | 1770.2953 | #N/A
1318533 | QSA400N-2/3 | Switch-disconnector Fuse 400A, fuse size 2, frame size 2, 3pole | 1063.7585 | #N/A
1319103 | QSA400N-B4/3 | Switch-disconnector Fuse 400A, fuse size B4, frame size 2, 3pole | 943.4541 | #N/A
1320201 | QSA40N0-00/3 | Switch-disconnector Fuse 40A, fuse size 00, frame size 0, 3pole | 476.4905 | #N/A
1320205 | QSA40N0-00/3+P | Switch-disconnector Fuse 40A, fuse size 00, frame size 0, 3pole, with pillars | 469.8266 | #N/A
1320200 | QSA40N0-A3/3 | Switch-disconnector Fuse 40A, fuse size A3, frame size 0, 3pole | 427.3211 | #N/A
1320204 | QSA40N0-A3/3+P | Switch-disconnector Fuse 40A, fuse size A3, frame size 0, 3pole, with pillars | 397.2419 | #N/A
1318542 | QSA630-3/3 | Switch-disconnector Fuse 630A, fuse size 3, frame size 3, 3pole | 1956.3254 | #N/A
1318544 | QSA630-C3/3 | Switch-disconnector Fuse 600A, fuse size C3, frame size 3, 3pole | 1885.6413 | #N/A
1320203 | QSA63N0-00/3 | Switch-disconnector Fuse 63A, fuse size 00, frame size 0, 3pole | 532.5067 | #N/A
1320207 | QSA63N0-00/3+P | Switch-disconnector Fuse 63A, fuse size 00, frame size 0, 3pole, with pillars | 547.2356 | #N/A
1320202 | QSA63N0-A3/3 | Switch-disconnector Fuse 63A, fuse size A3, frame size 0, 3pole | 427.3211 | #N/A
1320206 | QSA63N0-A3/3+P | Switch-disconnector Fuse 63A, fuse size A3, frame size 0, 3pole, with pillars | 397.2419 | #N/A
1318027 | QSA63N1-00/3 | Switch-disconnector Fuse 63A, fuse size 00, frame size 1, 3pole | 485.1768 | #N/A
1318011 | QSA63N1-A3/3 | Switch-disconnector Fuse 63A, fuse size A3, frame size 1, 3pole | 483.9707 | #N/A
1318543 | QSA800-3/3 | Switch-disconnector Fuse 800A, fuse size 3, frame size 3, 3pole | 2289.6811 | #N/A
1319175 | QSA800-C3/3 | Switch-disconnector Fuse 800A, fuse size C3, frame size 3, 3pole | 2096.2927 | #N/A
6028293 | QSAAUX1NO+1NC | QSA Auxiliary switch 1NO+1NC | 53.738 | #N/A
1319441 | QSACOVER1P160-400 | QSA Rear Cover 1P | 72.3288 | #N/A
1319413 | QSACOVER1PM10 | QSA Terminal Cover 1P M10 | 56.272 | #N/A
1319415 | QSACOVER1PM12 | QSA Terminal Cover 1P M12 | 78.4811 | #N/A
1319409 | QSACOVER1PM6 | QSA Terminal Cover 1P M6 | 32.4791 | #N/A
1319411 | QSACOVER1PM8 | QSA Terminal Cover 1P M8 | 41.2385 | #N/A
1319427 | QSAFCOVER | PROT. FRONT COVER QSA | 105.0558 | #N/A
1319429 | QSAFCOVER160N-400N | QSA Front Cover | 119.281 | #N/A
1319426 | QSAFCOVER400/600/800 | QSA Front Cover | 172.2636 | #N/A
1320237 | QSAFCOVER40N0-100N1 | QSA Front Cover | 94.6597 | #N/A
1319435 | QSAFCOVER63N1-125N1 | QSA Front Cover | 97.2059 | #N/A
1319423 | QSAFCOVER-BS-100N1-A4/3 | QSA Front Cover | 94.2211 | #N/A
1319438 | QSAFCOVER-BS-125N1-160N1 | QSA Front Cover | 95.4882 | #N/A
1318476 | QSAFUSECOVER | QSA Front Cover | 118.5866 | #N/A
1319466 | QSAN100/125A | QSA Solid Neutral 100/125A | 96.1217 | #N/A
1319473 | QSAN160/200A | QSA Solid Neutral 160/200A | 109.5714 | #N/A
1319472 | QSAN160A | QSA Solid Neutral 160A | 99.6059 | #N/A
1319480 | QSAN250/315/400A | QSA Solid Neutral 250/315/400A | 109.949 | #N/A
1319460 | QSAN40/63A | QSA Solid Neutral 40/63A | 125.4333 | #N/A
1319486 | QSAN400/630/800A | QSA Solid Neutral 400/630/800A | 196.9337 | #N/A
1319467 | QSANS100/125A | QSA Switched Neutral 100/125A | 144.7916 | #N/A
1319476 | QSANS160/200A | QSA Switched Neutral 160/200A | 207.8494 | #N/A
1319474 | QSANS160A | QSA Switched Neutral 160A | 165.5997 | #N/A
1319482 | QSANS250/315/400A | QSA Switched Neutral 250/315/400A | 159.7642 | #N/A
1319462 | QSANS40/63A | QSA Switched Neutral 40/63A | 166.8667 | #N/A
1319662 | QSANS400/630/800A | QSA Switched Neutral 400/630/800A | 366.9191 | #N/A
1319417 | QSARCOVER | QSA Rear Cover Plate | 140.0282 | #N/A
1319439 | QSARCOVER1P63-160 | QSA Rear Cover 1P | 29.3725 | #N/A
1320239 | QSATCOVERBOX0 | QSA Phase Barriers | 43.9674 | #N/A
1319432 | QSATCOVERBOX1 | QSA Phase Barriers | 37.4984 | #N/A
1319418 | QSATCOVERBOX2 | QSA Phase Barriers | 59.9633 | #N/A
31617 | R1/2"-MCS | Pressure pipe flange, for MCS R1/2" , R1/2" | 18.2129 | 1
33990 | R1/4"-MCSN | Pressure pipe flange, for MCSN R1/4" , R1/4" | 18.2129 | 1
90297 | R16-MS | Combination box spanner | 3.1358 | 1
290210 | RA-C3/C1-1,5HF | #N/A | 163.1517 | 1
169806 | RASP-304AI1S0-C320S1 | #N/A | 2535.8837 | 1
38907 | R-AT0 | Operating head AT0 | 7.2261 | 1
95687 | R-AT4 | Accessories AT4 | 32.8248 | 1
272057 | RA-XM12-1M | #N/A | 36.4037 | 1
75664 | RB-AT0 | Operating head AT0 | 2.4599 | 1
50989 | RBS-AT0 | Operating head AT0 | 4.6124 | 1
50988 | RBS-ATR | Accessories ATR | 3.9974 | 1
46320 | RCDILE250 | RC suppressor 110-250 V, for DIL E | 12.2783 | 1
230268 | RCDILE250-C | RC suppressor 110-250 V, for DIL E, spring terminal | 12.4449 | 10
44264 | RCDILE48 | RC suppressor 24-48 V, for DIL E | 13.9497 | 1
230267 | RCDILE48-C | RC suppressor 24-48 V, for DIL E, spring terminal | 15.6026 | 10
61081 | RC-EH400/600 | #N/A | 26.8302 | 1
125807 | REG-0410-5-0-P | #N/A | 35512.9642 | 1
125808 | REG-0600-5-0-P | #N/A | 43302.3804 | 1
125809 | REG-0840-5-0-P | #N/A | 58942.1733 | 1
125805 | REG-1160-5-0-P | #N/A | 73559.182 | 1
125806 | REG-1480-5-0-P | #N/A | 97679.2785 | 1
148598 | REUVM | Undervoltage relay 230/400V, 1co contact | 164.7064 | 1
167284 | REUVM2 | Undervoltage relay 230/400V, 2co contacts | 113.3551 | 1
167271 | R-HEAT-100W |  | 126.8174 | 1
167272 | R-HEAT-150W |  | 198.0004 | 1
167269 | R-HEAT-45W |  | 111.9978 | 1
167273 | R-MHEAT-10W |  | 113.334 | 1
167274 | R-MHEAT-20W |  | 124.2058 | 1
167275 | R-MHEAT-30W |  | 141.5764 | 1
32314 | RMQ-M1C-ASI |  | 288.6586 | 1
32140 | RS18/I43E | #N/A | 476.6976 | 1
177300 | RS2-02-C10 |  | 194.8734 | 1
177286 | RS2-02-C3 | Reed switch RS2, 2 NC contacts, cable 3m | 181.4975 | 1
177289 | RS2-02-Q4 | Reed switch RS2, 2 NC contacts, connector M12 | 184.4955 | 1
177301 | RS2-11-C10 |  | 206.3275 | 1
177287 | RS2-11-C3 |  | 227.1188 | 1
177290 | RS2-11-Q4 | Reed switch RS2, 1 NO 1 NC contact, connector M12 | 197.2565 | 1
177302 | RS2-12-C10 |  | 274.7446 | 1
177288 | RS2-12-C3 | Reed switch RS2, 1 NO 2 NC contact, cable 3m | 211.7855 | 1
177291 | RS2-12-Q6 | Reed switch RS2, 1 NO 2 NC contact, connector M12 | 216.7054 | 1
13156 | RS27/I23E | #N/A | 204.4017 | 1
90667 | RS27/I43-125 | #N/A | 298.8299 | 1
177309 | RS2-A | Actuator for reed switches RS2 | 25.7525 | 1
177303 | RS2R-02-C10 |  | 194.9503 | 1
177292 | RS2R-02-C3 | Reed switch RS2R, 2 NC contacts, cable 3m | 181.4975 | 1
177295 | RS2R-02-Q4 | Reed switch RS2R, 2 NC contacts, connector M12 | 184.4955 | 1
177304 | RS2R-11-C10 |  | 206.4044 | 1
177293 | RS2R-11-C3 | Reed switch RS2R, 1 NO 1 NC contact, cable 3m | 194.2584 | 1
177296 | RS2R-11-Q4 | Reed switch RS2R, 1 NO 1 NC contact, connector M12 | 197.2565 | 1
177305 | RS2R-12-C10 |  | 274.7446 | 1
177294 | RS2R-12-C3 | Reed switch RS2R, 1 NO 2 NC contact, cable 3m | 211.7855 | 1
177297 | RS2R-12-Q6 | Reed switch RS2R, 1 NO 2 NC contact, connector M12 | 216.7054 | 1
177298 | RS4-02-Q4 | Reed switch RS4, 2 NC contacts, connector M12 | 235.7699 | 1
177299 | RS4-12-Q6 | Reed switch RS4, 1 NO 2 NC contact, connector M12 | 267.9029 | 1
177310 | RS4-A | Actuator for reed switches RS4 | 65.8034 | 1
53145 | RS-AT0 | Operating head AT0 | 12.9916 | 1
24502 | RS-AT4 | Accessories AT4 | 48.9682 | 1
167276 | R-SHEAT-20W |  | 143.2163 | 1
167277 | R-SHEAT-30W |  | 156.2138 | 1
167278 | R-SHEAT-50W |  | 191.0765 | 1
34825 | RTR-NZM10 | Cover frame for remonte operator | 92.0526 | 1
231961 | S(*)-SOND-KMS(*)-T0 | S-T0 key operated lock mechanism | 75.7701 | 1
231965 | S(*)-SOND-SA(*)-T0 | S-T0 key operated lock mechanism | 94.7126 | 1
231959 | S(*)-T0 | S-T0 key operated lock mechanism | 67.5897 | 1
220218 | S1DILEM | Interconnect.bar,star neutral point,(DIL EM) | 2.2851 | 20
178970 | S1-KLV | Single electricity socket EURO2 for KLV-…M- distribution board | 22.4303 | 1
43492 | S27 | Fuse base 3-pole, DII, In=25A | 48.7695 | 1
50611 | S27/C | Fuse base 3-pole, DII, onto DIN rail, In=25A | 55.3843 | 1
32192 | S27/C/FORMP | Fuse base, 25A, 500 V, DII/E27, fitted screw | 52.8586 | 4
34565 | S27/FORMP | Fuse base, 25A, 500 V, DII/E27, fitted screw | 46.4242 | 4
45865 | S27-1 | #N/A | 7.7969 | 10
48238 | S27-1/C | Fuse base 1-pole, DII, onto DIN rail, In=25A | 17.9202 | 1
25073 | S27-1/C/FORMP | #N/A | 7.7201 | 1
20327 | S27-1/FORMP | Fuse base, 25A, 500 V, DII/E27, fitted screw | 13.1696 | 10
178971 | S2-KLV | Double electricity socket EURO2 for KLV-…M- distribution board | 45.2215 | 1
67222 | S33 | Fuse base, 63A, 690 V, DIII/E33, gauge ring | 55.3843 | 2
81460 | S33/C | Fuse base 3-pole, DIII, onto DIN rail, In=63A | 60.4357 | 1
29819 | S33/C/FORMP | Fuse base, 63A, 690 V, DIII/E33, fitted screw | 52.3776 | 2
36938 | S33/FORMP | Fuse base, 25A, 500 V, DII/E27, fitted screw | 54.783 | 2
69595 | S33-1 | Fuse base, 63A, 690 V, DIII/E33, gauge ring | 21.0472 | 2
71968 | S33-1/C | Fuse base, 63A, 690 V, DIII/E33, gauge ring | 25.3168 | 2
27446 | S33-1/C/FORMP | Fuse base, 63A, 690 V, DIII/E33, fitted screw | 23.3324 | 2
22700 | S33-1/FORMP | Fuse base, 63A, 690 V, DIII/E33, fitted screw | 19.1229 | 2
LBS4-1 | S4 1P HOR. NH FUSE SWITCH DISCON. 1600A | NH fuse switch disconnector, 690V, 1600A, size 4A, 1-pole | 1518.8903 | #N/A
LBS4-3 | S4 3P HOR. NH FUSE SWITCH DISCON. 1600A | NH fuse switch disconnector, 690V, 1600A, size 4A, 3-pole | 3923.2527 | #N/A
168977 | S811+N37P3S | Softstarter, bypass; Uc=24V DC; P=18,5 kW at 400V,50Hz, pump control, extended ramp 0,5-360s | 3427.5221 | 1
168979 | S811+N66P3S | Softstarter, bypass, Uc=24V DC, P=30 kW at 400V,50Hz, pump control, extended ramp 0,5-360s | 3692.9913 | 1
168981 | S811+R10P3S | Softstarter, bypass, Uc=24V DC, P=55 kW at 400V,50Hz, pump control, extended ramp 0,5-360s | 3964.6323 | 1
168983 | S811+R13P3S | Softstarter, bypass; Uc=24V DC; P=75 kW at 400V,50Hz, pump control, extended ramp 0,5-360s | 4269.6041 | 1
168985 | S811+T18P3S | Softstarter, bypass; Uc=24V DC; P=90 kW at 400V,50Hz, pump control, extended ramp 0,5-360s | 6657.3245 | 1
168986 | S811+T18V3S | Softstarter, bypass; Uc=24V DC; P=90 kW at 400V,50Hz, pump control, extended ramp 0,5-360s; Un=690V | 6849.9917 | 1
168988 | S811+T24P3S | Softstarter, bypass, Uc=24V DC, P=132 kW at 400V,50Hz, pump control, extended ramp 0,5-360s | 7169.4264 | 1
168989 | S811+T24V3S | Softstarter, bypass; Uc=24V DC; P=132 kW at 400V,50Hz, pump control, extended ramp 0,5-360s; Un=690V | 7600.9406 | 1
168990 | S811+T30N3S | Softstarter, bypass, Uc=24V DC, P=160 kW at 400V, 50Hz | 8922.9226 | 1
168991 | S811+T30P3S | Softstarter, bypass, Uc=24V DC, P=160 kW at 400V,50Hz, pump control, extended ramp 0,5-360s | 7621.9708 | 1
168992 | S811+T30V3S | Softstarter, bypass; Uc=24V DC; P=160 kW at 400V,50Hz, pump control, extended ramp 0,5-360s; Un=690V | 7842.5555 | 1
169872 | S811+U36P3S | Softstarter, bypass, Uc=24V DC, P=200 kW at 400V,50Hz, pump control, extended ramp 0,5-360s | 7982.3492 | 1
169873 | S811+U42P3S | Softstarter, bypass; Uc=24V DC; P=200 kW at 400V,50Hz, pump control, extended ramp 0,5-360s | 8596.3761 | 1
169012 | S811+V10P3S | Softstarter, bypass; Uc=24V DC; P=560 kW at 400V,50Hz, pump control, extended ramp 0,5-360s | 18563.9948 | 1
168994 | S811+V36P3S | Softstarter, bypass; Uc=24V DC; P=200 kW at 400V,50Hz, pump control, extended ramp 0,5-360s | 12369.9735 | 1
168995 | S811+V36V3S | Softstarter, bypass; Uc=24V DC; P=200 kW at 400V,50Hz, pump control, extended ramp 0,5-360s; Un=690V | 12671.9086 | 1
168997 | S811+V42P3S | Softstarter, bypass; Uc=24V DC; P=200 kW at 400V,50Hz, pump control, extended ramp 0,5-360s | 13321.51 | 1
168998 | S811+V42V3S | Softstarter, bypass; Uc=24V DC; P=200 kW at 400V,50Hz, pump control, extended ramp 0,5-360s; Un=690V | 13646.6708 | 1
169000 | S811+V50P3S | Softstarter, bypass; Uc=24V DC; P=250 kW at 400V,50Hz, pump control, extended ramp 0,5-360s | 14162.3827 | 1
169001 | S811+V50V3S | Softstarter, bypass; Uc=24V DC; P=250 kW at 400V,50Hz, pump control, extended ramp 0,5-360s; Un=690V | 14508.0682 | 1
169003 | S811+V65P3S | Softstarter, bypass, Uc=24V DC, P=315 kW at 400V,50Hz, pump control, extended ramp 0,5-360s | 15153.7495 | 1
169004 | S811+V65V3S | Softstarter, bypass; Uc=24V DC; P=315 kW at 400V,50Hz, pump control, extended ramp 0,5-360s; Un=690V | 15523.6329 | 1
169006 | S811+V72P3S | Softstarter, bypass; Uc=24V DC; P=400 kW at 400V,50Hz, pump control, extended ramp 0,5-360s | 16214.512 | 1
169007 | S811+V72V3S | Softstarter, bypass; Uc=24V DC; P=400 kW at 400V,50Hz, pump control, extended ramp 0,5-360s; Un=690V | 16610.2872 | 1
169009 | S811+V85P3S | Softstarter, bypass; Uc=24V DC; P=450 kW at 400V,50Hz, pump control, extended ramp 0,5-360s | 17349.5278 | 1
169010 | S811+V85V3S | Softstarter, bypass; Uc=24V DC; P=450 kW at 400V,50Hz, pump control, extended ramp 0,5-360s; Un=690V | 17773.0073 | 1
275429 | SAA | Adapter | 3.8486 | 1
45869 | SBO-SW | Set of accessories, without float for cable operation | 287.5824 | 1
60541 | SBS-RS60 | Side cover for fuse base D..-SO...3-R | 5.4943 | 1
6098274 | SC4K12/14 | Shaft reducing coupling for universal shaft 12x12->14x14mm; Handle 4K12/4K14 | 24.2344 | #N/A
239960 | SDAINLM115(110V50HZ,120V60HZ) | Star-delta starter combination 55 kW AC-3, Uc=110V/50HZ, 120V/60HZ | 513.0716 | 1
239963 | SDAINLM115(230V50HZ,240V60HZ) | Star-delta starter combination 55 kW AC-3, Uc=230V/50HZ, 240V/60HZ | 872.1365 | 1
101380 | SDAINLM12(400V50HZ) | Star-delta starter combination 5,5 kW AC-3, Uc=400V/50HZ | 270.8479 | 1
240006 | SDAINLM140(110V50HZ,120V60HZ) | Star-delta starter combination 75 kW AC-3, Uc=110V/50HZ, 120V/60HZ | 1222.7846 | 1
240009 | SDAINLM140(230V50HZ,240V60HZ) | Star-delta starter combination 75 kW AC-3, Uc=230V/50HZ, 240V/60HZ | 1190.2638 | 1
278308 | SDAINLM16(110V50HZ,120V60HZ) | Star-delta starter combination 7,5 kW AC-3, Uc=110V/50HZ, 120V/60HZ | 264.5234 | 1
278311 | SDAINLM16(230V50HZ,240V60HZ) | Star-delta starter combination 7,5 kW AC-3, Uc=230V/50HZ, 240V/60HZ | 265.2422 | 1
101381 | SDAINLM16(400V50HZ) | Star-delta starter combination 7,5 kW AC-3, Uc=400V/50HZ | 270.8479 | 1
240032 | SDAINLM165(110V50HZ,120V60HZ) | Star-delta starter combination 90 kW AC-3, Uc=110V/50HZ, 120V/60HZ | 1233.8494 | 1
240035 | SDAINLM165(230V50HZ) | Star-delta starter combination 90 kW AC-3, Uc=230V/50HZ, 240V/60HZ | 1742.3969 | 1
101007 | SDAINLM200(110V50HZ,120V60HZ) | Star-delta starter combination 110 kW AC-3, Uc=110V/50HZ, 120V/60HZ | 1672.2334 | 1
101010 | SDAINLM200(230V50HZ,240V60HZ) | Star-delta starter combination 110 kW AC-3, Uc=230V/50HZ, 240V/60HZ | 1809.8647 | 1
278336 | SDAINLM22(230V50HZ,240V60HZ) | Star-delta starter combination 11 kW AC-3, Uc=230V/50HZ, 240V/60HZ | 282.7122 | 1
101382 | SDAINLM22(400V50HZ) | Star-delta starter combination 11 kW AC-3, Uc=400V/50HZ | 272.8324 | 1
101028 | SDAINLM260(110V50HZ,120V60HZ) | Star-delta starter combination 132 kW AC-3, Uc=110V/50HZ, 120V/60HZ | 1672.2334 | 1
101031 | SDAINLM260(230V50HZ,240V60HZ) | Star-delta starter combination 132 kW AC-3, Uc=230V/50HZ, 240V/60HZ | 1661.1084 | 1
278361 | SDAINLM30(230V50HZ,240V60HZ) | Star-delta starter combination 15 kW AC-3, Uc=230V/50HZ, 240V/60HZ | 356.8684 | 1
278386 | SDAINLM45(230V50HZ,240V60HZ) | Star-delta starter combination 22 kW AC-3, Uc=230V/50HZ, 240V/60HZ | 436.1048 | 1
278411 | SDAINLM55(230V50HZ,240V60HZ) | Star-delta starter combination 30 kW AC-3, Uc=230V/50HZ, 240V/60HZ | 518.4478 | 1
239892 | SDAINLM70(110V50HZ,120V60HZ) | Star-delta starter combination 37 kW AC-3, Uc=110V/50HZ, 120V/60HZ | 490.9419 | 1
239895 | SDAINLM70(230V50HZ,240V60HZ) | Star-delta starter combination 37 kW AC-3, Uc=230V/50HZ, 240V/60HZ | 582.6507 | 1
101386 | SDAINLM70(400V50HZ) | Star-delta starter combination 37 kW AC-3, Uc=400V/50HZ | 514.9959 | 1
239922 | SDAINLM90(110V50HZ,120V60HZ) | Star-delta starter combination 45 kW AC-3, Uc=110V/50HZ, 120V/60HZ | 490.9419 | 1
239937 | SDAINLM90(230V50HZ,240V60HZ) |  | 688.4585 | 1
32755 | SD-AT0 | Operating head AT0 | 2.4599 | 1
81925 | SD-AT4 | Accessories AT4 | 11.6847 | 1
SP1-2 | SEPARATING PLATE NH 1 & 2 | Phase barrier kit for NH fuses, size 1 + 2, 400A | 8.2663 | 2
SP00 | SEPARATING PLATES NH 00 | Phase barrier kit for NH fuses, size 00, 160A | 4.1665 | 2
41632 | SE-RS-I23 | #N/A | 67.0659 | 1
44005 | SE-RS-I43 | Busbar assembly, 3p, in=250A | 177.9394 | 1
1890 | SE-RS-I44 | Busbar assembly, 3p, in=250A | 181.2468 | 1
1314232 | SETDMM125 | Connection Set DMM 125 | 209.3722 | #N/A
1314883 | SETDMV1000N | Interconnections Set DMV 1000N | 1278.4545 | #N/A
1314320 | SETDMV160N | Interconnections Set DMV 160N | 179.1103 | #N/A
1314879 | SETDMV400N | Interconnections Set DMV 400N | 584.4781 | #N/A
1314881 | SETDMV630N | Interconnections Set DMV 630N | 876.839 | #N/A
1314878 | SETDMVS160N/250N | Interconnections Set DMVS 160N/250N | 355.4917 | #N/A
10774 | SH0165/2 | Busbar support for CI enclosure 187.5mm, hxD=12x5mm | 13.0493 | 1
67739 | SH0632 | Busbar support, N, PE, for CI enclosure, hxD=20x5(10, 15)mm | 9.3209 | 1
58247 | SH0635/3 | #N/A | 27.1187 | 1
60620 | SH0635/4 | Busbar support, for CI enclosure 375mm, hxD=20x5(10, 15)mm | 17.6797 | 1
65366 | SH1603/4 | Busbar support, for CI enclosure 375mm, 3x hxd=40x10mm | 29.1655 | 1
SD12-SK | Shroud kit size 1,2 | Shroud kit for SD1 and SD2 fuse bases | 7.1202 | #N/A
SD3-SK | Shroud kit size 3 | Shroud kit for SD3 fuse base | 10.1601 | #N/A
50D27 | SICHERUNG-D2 6A T GL/GG 500VAC E27 | Fuse T gG/gL 500V AC 50A DII/E27 | 1.6145 | #N/A
FN01C | SICHERUNGSUNTERTEIL D01 E14 1POL | Fuse base 1pole D01 E14 | 9.5911 | 15
FN02C | SICHERUNGSUNTERTEIL D02 E18 1POL | Fuse base 1pole D02 E18 | 12.7286 | 15
FN03C | SICHERUNGSUNTERTEIL D03 M30 1POL | Fuse base 1pole D03 M30 | 116.3942 | 10
TFD27 | SICHERUNGSUNTERTEIL D1 E16 3POL 25A 500V | Fuse base 3pole DI E16 | 45.8587 | 4
TFRD27 | SICHERUNGSUNTERTEIL D1 E16 3POL DIN 25A | Fuse base 3pole DII E27 DIN | 47.1917 | 4
SFD27 | SICHERUNGSUNTERTEIL D1 E27 1POL | Fuse base 1pole DII E27 | 10.2495 | #N/A
SFRD27 | SICHERUNGSUNTERTEIL D1 E27 1POL DIN HUT | Fuse base 1pole DII E27 DIN | 15.3296 | 15
TFD33 | SICHERUNGSUNTERTEIL D2 E27 3POL | Fuse base 3pole DII E27 | 67.7882 | 6
TFRD33 | SICHERUNGSUNTERTEIL D2 E27 3POL DIN HUT | Fuse base 3pole DIII E33 DIN | 68.2922 | 6
SFD33 | SICHERUNGSUNTERTEIL D2 E331POL | Fuse base, 1-pole, size D III (E33), 63A | 15.7492 | #N/A
SFRD33 | SICHERUNGSUNTERTEIL D3 E33 1POL DIN HUT | Fuse base 1pole DIII E33 DIN | 26.0099 | 15
EBH0013TTM8 | SIZE 00 HOR FSD - 60MM BUS :M8 SCREWS | #N/A | 125.877 | 1
EBH0013TBF | SIZE 00 HOR FSD - 60MM BUS:FRAME CLAMPS | #N/A | 129.7965 | 1
EBH0013TTF | SIZE 00 HOR FSD - 60MM BUS:FRAME CLAMPS | #N/A | 129.7965 | 1
EBH0013TBM8 | SIZE 00 HOR FSD - 60MM BUS:M8 SCREWS | #N/A | 125.877 | 1
EBH00O3TM8 | SIZE 00 HOR FSD, MOUNT PLATE: M8 SCREWS | #N/A | 68.8359 | 1
EBH00O3TM8L | SIZE 00 HOR FSD, MOUNT PLATE: M8 SCREWS | #N/A | 70.8047 | #N/A
EBH00O3TV1 | SIZE 00 HOR FSD, MOUNT PLATE: V CLAMPS | #N/A | 116.0329 | 1
EBH00O3TV1L | SIZE 00 HOR FSD, MOUNT PLATE: V CLAMPS | #N/A | 118.0018 | #N/A
EBH00O3TS5 | SIZE 00 HOR FSD, MOUNT PLATE:S- BRIDGE C | #N/A | 68.8359 | 1
EBH00O3TS5L | SIZE 00 HOR FSD, MOUNT PLATE:S- BRIDGE C | #N/A | 70.8047 | #N/A
SD00-PB | Size 00 Phase barrier kit | Phase barrier kit, size 00 | 4.3404 | 2
EBH000O3TM8 | SIZE 000 FSD, MOUNTING PLATE:M8 SCREWS | #N/A | 57.0411 | 1
EBH00013TTM8 | SIZE 000 HOR FSD - 60MM BUS :M8 SCREWS | #N/A | 119.9525 | 1
EBH00013TBM8 | SIZE 000 HOR FSD - 60MM BUS: M8 SCREWS | #N/A | 119.9525 | 1
EBH000O3TM8-D | SIZE 000 HOR FSD, MOUN PLATE:M8 SCREWS | #N/A | 68.8359 | 1
EBH000O3TM8L | SIZE 000 HOR FSD,MOUN PLATE:M8 SCREWS | #N/A | 57.0411 | 1
EBH000O3TS5 | SIZE 000 HOR FSD,MOUN PLATE:S- BRI CLAM | #N/A | 57.0411 | 1
EBH000O3TS5-D | SIZE 000 HOR FSD,MOUN PLATE:S- BRI CLAM | #N/A | 68.8359 | 1
EBH000O3TS5L | SIZE 000 HOR FSD,MOUN PLATE:S- BRI CLAM | #N/A | 57.0411 | 1
EBH00013TBS5 | SIZE 000 HOR FSD-60MM BUS:S- BRIDGE CLA | #N/A | 119.9525 | 1
EBH00013TTS5 | SIZE 000 HOR FSD-60MM BUS:S- BRIDGE CLA | #N/A | 119.9525 | 1
EBH1O3TM1 | SIZE 1 HOR FSD, MOUNT PLATE: M SCREWS | #N/A | 212.414 | 1
EBH1O3TMV | SIZE 1 HOR FSD, MOUNT PLATE: V-TERMINALS | #N/A | 257.6423 | 1
EBH1O3TS8 | SIZE 1 HOR FSD, MOUNT PLATE:S-BRI CLAMPS | #N/A | 212.414 | 1
EBH1O3TSV | SIZE 1 HOR FSD, MOUNT PLATE:S-BRIDGE V-T | #N/A | 257.6423 | 1
EBH1O3TVS | SIZE 1 HOR FSD, MOUNT PLATE:V-TER S-BRID | #N/A | 257.6423 | 1
EBH1O3TVM | SIZE 1 HOR FSD, MOUNT PLATE:V-TER,SCREW | #N/A | 257.6423 | 1
EBH1O3TV1 | SIZE 1 HOR FSD, MOUNTING PLATE: V TERMIN | #N/A | 291.0577 | 1
EBH123TTV1 | SIZE 1 HOR FSD-100MM BUS TOP TER:V CLAMP | #N/A | 340.2236 | 1
EBH123TBS8 | SIZE 1 HOR FSD-100MM BUS, BOT TER :S- BR | #N/A | 296.9642 | 1
EBH123TTM1 | SIZE 1 HOR FSD-100MM BUS, BOT TER:S- BRI | #N/A | 296.9642 | 1
EBH123TTS8 | SIZE 1 HOR FSD-100MM BUS, TOP TER :S- BR | #N/A | 296.9642 | 1
EBH123TBM1 | SIZE 1 HOR FSD-100MM BUS, TOP TER:S- BRI | #N/A | 296.9642 | 1
EBH123TBV1 | SIZE 1 HOR FSD-100MM BUS,BOT TER:V CLAMP | #N/A | 338.2548 | 1
EBH113TBV1 | SIZE 1 HOR FSD-60MM BUS, BOT TER V CLAMP | #N/A | 336.286 | 1
EBH113TTV1 | SIZE 1 HOR FSD-60MM BUS, TOP TER:V CLAM | #N/A | 336.286 | 1
EBH113TBS8 | SIZE 1 HOR FSD-60MM BUS:S- BRIDGE CLAMPS | #N/A | 295.0134 | 1
EBH113TTS8 | SIZE 1 HOR FSD-60MM BUS:S- BRIDGE CLAMPS | #N/A | 295.0134 | 1
EBH113TBM1 | SIZE 1 HOR FSD-60MM BUS:SCREWS | #N/A | 295.0134 | 1
EBH223TBM1 | SIZE 2 FSD-100MM BUSBAR, TERMINAL:SCREWS | #N/A | 475.9266 | 1
EBH2O3TS8 | SIZE 2 HOR FSD, MOUNT PLATE: S-BRI CLAMP | #N/A | 296.9642 | 1
EBH2O3TM1 | SIZE 2 HOR FSD, MOUNTING PLATE:M10 SCREW | #N/A | 296.9642 | 1
EBH2O3TW1 | SIZE 2 HOR FSD,MOUNTING PLATE: 2V CLAMP | #N/A | 426.7607 | 1
EBH2O3TV1 | SIZE 2 HOR FSD,MOUNTING PLATE: V CLAMPS | #N/A | 359.8936 | 1
EBH223TBW1 | SIZE 2 HOR FSD-100MM BUS, BOT, 2V CLAMPS | #N/A | 688.3225 | 1
EBH223TBV1 | SIZE 2 HOR FSD-100MM BUS, BOTTOM: V CLAM | #N/A | 521.1548 | 1
EBH223TTW1 | SIZE 2 HOR FSD-100MM BUS, TOP TER:2V CLA | #N/A | 688.3225 | 1
EBH223TTM1 | SIZE 2 HOR FSD-100MM BUS,TOP TER :SCREWS | #N/A | 475.9266 | 1
EBH223TTV1 | SIZE 2 HOR FSD-100MM BUS,TOP: V CLAMPS | #N/A | 521.1548 | 1
EBH213TBM1 | SIZE 2 HOR FSD-60MM BUS, BOT TER:SCREWS | #N/A | 458.2434 | 1
EBH213TBV1 | SIZE 2 HOR FSD-60MM BUS, BOTTOM CABLE V | #N/A | 499.5161 | 1
EBH213TTW1 | SIZE 2 HOR FSD-60MM BUS, TOP CABLE : 2V | #N/A | 664.7149 | 1
EBH213TTM1 | SIZE 2 HOR FSD-60MM BUS, TOP CABLE TERMI | #N/A | 458.2434 | 1
EBH213TBW1 | SIZE 2 HOR FSD-60MM BUS,BOT CABLE: 2V CL | #N/A | 664.7149 | 1
EBH213TTV1 | SIZE 2 HOR FSD-60MM BUS,TOP CABLE : V TE | #N/A | 499.5161 | 1
EBH313TM2 | SIZE 3 HOR FSD - 60MM BUS, TOP/BOT- M12 | #N/A | 497.9916 | 1
EBH3O3TM2 | SIZE 3 HOR FSD,MOUNT PLATE: M12 SCREWS | #N/A | 377.5767 | 1
EBH3O3TS8 | SIZE 3 HOR FSD,MOUNT PLATE: S-BRIDGE CL | #N/A | 377.5767 | 1
EBH4O3SM2-12 | SIZE 4A 1250A HOR FSD, EACH POLE SEPARAT | #N/A | 705.8611 | 1
EBH4O3TM2-12 | SIZE 4A 1250A HOR FSD,M SCREW 3 POLE SI | #N/A | 2127.2467 | 1
EBH4O3TM2-16 | SIZE 4A 1600A HOR FSD, 3 POLE SIMULTANEO | #N/A | 2246.7115 | 1
EBH4O3SM2-16 | SIZE 4A 1600A HOR FSD, EACH POLE SEPARAT | #N/A | 2214.2714 | 1
EBF00230S8 | SIZE00; 100MM BRIDGE TER WITH BRIDGE CLA | #N/A | 129.7965 | 1
EBV0023TS8 | SIZE00; 100MM BRIDGE TER WITH BRIDGE CLA | #N/A | 131.7653 | 1
EBF00230V1 | SIZE00;100MM BUS;VER RAIL;WITH V-CLAMPS | #N/A | 143.5601 | 1
EBF00230V0 | SIZE00;100MM BUS;VER RAIL;WITHOUT V-CLAM | #N/A | 121.9213 | 1
EBF00330S8 | SIZE00;185MM BRIDGE TERMINALS WITH BRIDG | #N/A | 155.3548 | 1
EBF00330V1 | SIZE00;185MM BUS;VER RAIL;WITH V-CLAMPS | #N/A | 171.1053 | 1
EBF00330V0 | SIZE00;185MM BUS;VER RAIL;WITHOUT V-CLAM | #N/A | 151.4353 | 1
EBV0023TV1 | SIZE00100MM VER FSD V-TER WITH V-CLAMPS | #N/A | 149.4665 | 1
EBV0023TV0 | SIZE00100MM VER FSD V-TER WITHOUT V-CLAM | #N/A | 131.7653 | 1
EBV0033SS8 | SIZE00185MM VER FSD BRIDGE TER WITH BRI | #N/A | 204.5388 | 1
EBV0033TS8 | SIZE00185MM VER FSD BRIDGE TER WITH BRI | #N/A | 196.6636 | 1
EBV0033SV1 | SIZE00185MM VER FSD V-TER WITH V-CLAMPS | #N/A | 216.3335 | 1
EBV0033TV1 | SIZE00185MM VER FSD V-TER WITH V-CLAMPS | #N/A | 216.3335 | 1
EBV0033SV0 | SIZE00185MM VER FSD V-TER WITHOUT V-CLAM | #N/A | 196.6636 | 1
EBV0033TV0 | SIZE00185MM VER FSD V-TER WITHOUT V-CLAM | #N/A | 196.6636 | 1
EBV233TV0 | SIZE1&2 ;185MM BUS;V-TER WITHOUT V-CLA | #N/A | 379.5636 | 1
EBV233SM1 | SIZE1&2 185MM VER FSD SCREW TER WITH NU | #N/A | 387.4207 | 1
EBV233SW1 | SIZE1&2 185MM VER FSD 2V-TER WITH DOUBLE | #N/A | 452.319 | 1
EBV233TW1 | SIZE1&2 185MM VER FSD 2V-TER WITH DOUBLE | #N/A | 448.3994 | 1
EBV233SW0 | SIZE1&2 185MM VER FSD 2V-TER WITHOUT V-C | #N/A | 432.649 | 1
EBV233SV1 | SIZE1&2 185MM VER FSD V-TER WITH V-CLAMP | #N/A | 405.1219 | 1
EBV233TV1 | SIZE1&2 185MM VER FSD V-TER WITH V-CLAMP | #N/A | 399.2155 | 1
EBV233SV0 | SIZE1&2 185MM VER FSD V-TER WITHOUT V-CL | #N/A | 383.5012 | 1
SD12-PB | Size1&2 Phase barrier kit ganging links | Phase barrier kit, size 1+2 | 9.136 | 5
EBV233TM1 | SIZE1&2; 185MM SCREW TER WITH PRESS NUT | #N/A | 381.5324 | 1
EBV233TW0 | SIZE1&2;185MM BUS;2V-TER WITHOUT V-CLAMP | #N/A | 426.7607 | 1
EBF1330V1 | SIZE1;185MM BUSBA; VER RAIL;WITH V-CLAMP | #N/A | 226.1776 | 1
EBF1330M1 | SIZE1;185MM SCREW TER WITH PRESS NUT M10 | #N/A | 216.3335 | 1
EBF2330W1 | SIZE2;185MM BUS; VER RAIL;WITH 2V-CLAMPS | #N/A | 304.8394 | 1
EBF3330V1 | SIZE2;185MM BUS; VER RAIL;WITH V-CLAMPS | #N/A | 324.4913 | 1
EBF2330V1 | SIZE2;185MM BUSBA;VER RAIL;WITH V-CLAMPS | #N/A | 251.7178 | 1
EBF2330M1 | SIZE2;185MM SCREW TER WITH PRES NUTS M10 | #N/A | 243.8607 | 1
EBV333TW1 | SIZE3 ;185MM BUS;2V-TER WITH 2V-CLAMPS | #N/A | 485.7706 | 1
EBV333SW0 | SIZE3 ;185MM BUS;2V-TER WITHOUT V-CLAMPS | #N/A | 470.0201 | 1
EBV333TW0 | SIZE3 ;185MM BUS;2V-TER WITHOUT V-CLAMPS | #N/A | 464.1318 | 1
EBV333TV0 | SIZE3 ;185MM BUS;V-TER WITHOUT V-CLAMPS | #N/A | 414.9478 | 1
SD3-PB | Size3 Phase barrier kit ganging links | Phase barrier kit, size 3 | 11.2818 | #N/A
EBV333SV0 | SIZE3; 185MM BUS; V-TER; WITHOUT V-CLAMP | #N/A | 420.8723 | 1
EBV333SM2 | SIZE3; 185MM SCREW TER WITH PRESSED NUTS | #N/A | 430.6983 | 1
EBV333SW1 | SIZE3;185MM BUS;VER FSD;2V-TER WITH2V-CL | #N/A | 491.6589 | 1
EBV333SV1 | SIZE3;185MM BUS;VER FSD;V-TER WITH V-CLA | #N/A | 442.493 | 1
EBF3330W1 | SIZE3;185MM BUS;VER RAIL;WITH 2V-CLAMPS | #N/A | 377.5767 | 1
EBV333TV1 | SIZE3;185MM BUSBAR;V-TERM WITH V-CLAMPS | #N/A | 434.6359 | 1
EBV333TM2 | SIZE3;185MM SCREW TER 3 POLE SIMULTANEOU | #N/A | 424.8099 | 1
EBF3330M1 | SIZE3;185MM SCREW TER WITH PRESS NUT M12 | #N/A | 316.6161 | 1
178907 | SK-13N/16PE-KLV | Screw-type terminal 1xN/PE for KLV, 13x0,75-16mm2 (N) and 16x0,75-16mm2 (PE) | 11.0047 | 1
178906 | SK-13N/PE-KLV | Screw-type terminal 1xN/PE for KLV, 13x0,75-16mm2 (N) and 13x0,75-16mm2 (PE) | 9.6216 | 1
178908 | SK-25N-KLV | Screw-type terminal 1xN for KLV, 25x0,75-16mm2 (N) | 9.2608 | 1
178909 | SK-25PE-KLV | Screw-type terminal 1xPE for KLV, 25x0,75-16mm2 (PE) | 9.2608 | 1
233780 | SKF-FF4 | Hinged insp.window 4 units,IP65,spring | 39.7605 | 1
233781 | SKF-FF6 | Hinged insp.window 6 units,IP65,spring | 47.892 | 1
233782 | SKF-HA | Hinged insp.window, top-hat rail adapter | 20.9266 | 1
178910 | SK-KLV | Terminal carrier empty for screw-type terminal KL-… | 7.577 | 1
12651 | SK-SW | Moulded float | 50.8507 | 1
173981 | SL4-100-L-RAG-24LED | Signal tower D=40mm, complete device, red-green, 24V AC/DC, IP66 | 302.0346 | 1
171295 | SL4-100-L-RG-24LED | Signal tower D=40mm, complete device, red-yellow-green, 24V AC/DC, IP66 | 234.9243 | 1
171296 | SL4-100-L-RYG-24LED | Signal tower D=40mm, complete device, red-orange-green, 24V AC/DC, IP66 | 302.0346 | 1
171380 | SL4-AP120 | Acoustic moduleD=40mm with continous or pulsed tone, 100dB,2800Hz, IP66, 110/120V AC | 104.3937 | 1
171381 | SL4-AP230 | Acoustic moduleD=40mm with continous or pulsed tone, 100dB,2800Hz, IP66, 230/240V AC | 104.3937 | 1
171379 | SL4-AP24 | Acoustic moduleD=40mm with continous or pulsed tone, 100dB,2800Hz, IP66, 24V AC/DC | 114.4445 | 1
171348 | SL4-BL120-A | Module D=40mm with flashing light (2Hz), including LED, 110/120V AC, IP66, amber | 85.0217 | 1
171343 | SL4-BL120-B | Module D=40mm with flashing light (2Hz), including LED, 110/120V AC, IP66, blue | 90.9409 | 1
171344 | SL4-BL120-G | Module D=40mm with flashing light (2Hz), including LED, 110/120V AC, IP66, green | 85.0217 | 1
171345 | SL4-BL120-R | Module D=40mm with flashing light (2Hz), including LED, 110/120V AC, IP66, red | 85.0217 | 1
171346 | SL4-BL120-W | Module D=40mm with flashing light (2Hz), including LED, 110/120V AC, IP66, white | 90.9409 | 1
171347 | SL4-BL120-Y | Module D=40mm with flashing light (2Hz), including LED, 110/120V AC, IP66, yellow | 85.0217 | 1
171354 | SL4-BL230-A | Module D=40mm with flashing light (2Hz), including LED, 230/240V AC, IP66, amber | 114.8465 | 1
171349 | SL4-BL230-B | Module D=40mm with flashing light (2Hz), including LED, 230/240V AC, IP66, blue | 90.9409 | 1
171350 | SL4-BL230-G | Module D=40mm with flashing light (2Hz), including LED, 230/240V AC, IP66, green | 114.8465 | 1
171351 | SL4-BL230-R | Module D=40mm with flashing light (2Hz), including LED, 230/240V AC, IP66, red | 114.8465 | 1
171352 | SL4-BL230-W | Module D=40mm with flashing light (2Hz), including LED, 230/240V AC, IP66, white | 90.9409 | 1
171353 | SL4-BL230-Y | Module D=40mm with flashing light (2Hz), including LED, 230/240V AC, IP66, yellow | 85.0217 | 1
171342 | SL4-BL24-A | Module D=40mm with flashing light (2Hz), including LED, 24V AC/DC, IP66, amber | 80.563 | 1
171337 | SL4-BL24-B | Module D=40mm with flashing light (2Hz), including LED, 24V AC/DC, IP66, blue | 86.4823 | 1
171338 | SL4-BL24-G | Module D=40mm with flashing light (2Hz), including LED, 24V AC/DC, IP66, green | 80.563 | 1
171339 | SL4-BL24-R | Module D=40mm with flashing light (2Hz), including LED, 24V AC/DC, IP66, red | 80.563 | 1
171340 | SL4-BL24-W | Module D=40mm with flashing light (2Hz), including LED, 24V AC/DC, IP66, white | 86.4823 | 1
171341 | SL4-BL24-Y | Module D=40mm with flashing light (2Hz), including LED, 24V AC/DC, IP66, yellow | 80.563 | 1
171366 | SL4-FL120-A | Module D=40mm with strobe light (1,4Hz), including LED, 110/120V AC, IP66, amber | 92.4784 | 1
171361 | SL4-FL120-B | Module D=40mm with strobe light (1,4Hz), including LED, 110/120V AC, IP66, blue | 98.3976 | 1
171362 | SL4-FL120-G | Module D=40mm with strobe light (1,4Hz), including LED, 110/120V AC, IP66, green | 92.4784 | 1
171363 | SL4-FL120-R | Module D=40mm with strobe light (1,4Hz), including LED, 110/120V AC, IP66, red | 92.4784 | 1
171364 | SL4-FL120-W | Module D=40mm with strobe light (1,4Hz), including LED, 110/120V AC, IP66, white | 98.3976 | 1
171365 | SL4-FL120-Y | Module D=40mm with strobe light (1,4Hz), including LED, 110/120V AC, IP66, yellow | 92.4784 | 1
171372 | SL4-FL230-A | Module D=40mm with strobe light (1,4Hz), including LED, 230/240V AC, IP66, amber | 92.4784 | 1
171367 | SL4-FL230-B | Module D=40mm with strobe light (1,4Hz), including LED, 230/240V AC, IP66, blue | 98.3976 | 1
171368 | SL4-FL230-G | Module D=40mm with strobe light (1,4Hz), including LED, 230/240V AC, IP66, green | 92.4784 | 1
171369 | SL4-FL230-R | Module D=40mm with strobe light (1,4Hz), including LED, 230/240V AC, IP66, red | 92.4784 | 1
171370 | SL4-FL230-W | Module D=40mm with strobe light (1,4Hz), including LED, 230/240V AC, IP66, white | 98.3976 | 1
171371 | SL4-FL230-Y | Module D=40mm with strobe light (1,4Hz), including LED, 230/240V AC, IP66, yellow | 92.4784 | 1
171360 | SL4-FL24-A | Module D=40mm with strobe light (1,4Hz), including LED, 24V AC/DC, IP66, amber | 88.0197 | 1
171378 | SL4-FL24-A-M | Module D=40mm with multistrobe light (1-2,6Hz), including LED, 24V AC/DC, IP66, amber | 102.9331 | 1
171355 | SL4-FL24-B |  | 105.179 | 1
171373 | SL4-FL24-B-M | Module D=40mm with multistrobe light (1-2,6Hz), including LED, 24V AC/DC, IP66, blue | 108.8524 | 1
171356 | SL4-FL24-G |  | 98.5213 | 1
171374 | SL4-FL24-G-M | Module D=40mm with multistrobe light (1-2,6Hz), including LED, 24V AC/DC, IP66, green | 102.9331 | 1
171357 | SL4-FL24-R |  | 98.5213 | 1
171375 | SL4-FL24-R-M | Module D=40mm with multistrobe light (1-2,6Hz), including LED, 24V AC/DC, IP66, red | 102.9331 | 1
171358 | SL4-FL24-W | Module D=40mm with strobe light (1,4Hz), including LED, 24V AC/DC, IP66, white | 93.939 | 1
171376 | SL4-FL24-W-M | Module D=40mm with multistrobe light (1-2,6Hz), including LED, 24V AC/DC, IP66, white | 108.8524 | 1
171359 | SL4-FL24-Y | Module D=40mm with strobe light (1,4Hz), including LED, 24V AC/DC, IP66, yellow | 88.0197 | 1
171377 | SL4-FL24-Y-M | Module D=40mm with multistrobe light (1-2,6Hz), including LED, 24V AC/DC, IP66, yellow | 102.9331 | 1
171308 | SL4-FMS-100 | Base module D=40mm with tube 100 mm for slipping onto place, including cover, Screw terminals | 121.5364 | 1
171309 | SL4-FMS-250 | Base module D=40mm with tube 250 mm for slipping onto place, including cover, Screw terminals | 203.5732 | 1
171310 | SL4-FMS-400 | Base module D=40mm with tube 400 mm for slipping onto place, including cover, Screw terminals | 160.3574 | 1
178463 | SL4-FMS-800 | Base module D=40mm with tube 800mm for slipping onto place, including cover, SmartWire-DT | 237.1536 | 1
171382 | SL4-L12 | Filament bulb, 12V | 6.688 | 1
171384 | SL4-L120 | Filament bulb, 120V | 6.688 | 1
171324 | SL4-L120-A | Module D=40mm with continous light, including LED, 110/120V AC, IP66, amber | 71.5689 | 1
171319 | SL4-L120-B | Module D=40mm with continous light, including LED, 110/120V AC, IP66, blue | 86.4823 | 1
171320 | SL4-L120-G | Module D=40mm with continous light, including LED, 110/120V AC, IP66, green | 71.5689 | 1
171321 | SL4-L120-R | Module D=40mm with continous light, including LED, 110/120V AC, IP66, red | 71.5689 | 1
171322 | SL4-L120-W | Module D=40mm with continous light, including LED, 110/120V AC, IP66, white | 86.4823 | 1
171323 | SL4-L120-Y | Module D=40mm with continous light, including LED, 110/120V AC, IP66, yellow | 71.5689 | 1
171385 | SL4-L230 | Filament bulb, 230V | 6.688 | 1
171330 | SL4-L230-A | Module D=40mm with continous light, including LED, 230/240V AC, IP66, amber | 71.5689 | 1
171325 | SL4-L230-B | Module D=40mm with continous light, including LED, 230/240V AC, IP66, blue | 86.4823 | 1
171326 | SL4-L230-G | Module D=40mm with continous light, including LED, 230/240V AC, IP66, green | 71.5689 | 1
171327 | SL4-L230-R | Module D=40mm with continous light, including LED, 230/240V AC, IP66, red | 71.5689 | 1
171328 | SL4-L230-W | Module D=40mm with continous light, including LED, 230/240V AC, IP66, white | 86.4823 | 1
171329 | SL4-L230-Y | Module D=40mm with continous light, including LED, 230/240V AC, IP66, yellow | 71.5689 | 1
171383 | SL4-L24 | Filament bulb, 24V | 6.688 | 1
171318 | SL4-L24-A |  | 74.4674 | 1
171313 | SL4-L24-B | Module D=40mm with continous light, including LED, 24V AC/DC, IP66, blue | 82.0236 | 1
171314 | SL4-L24-G |  | 74.4674 | 1
171315 | SL4-L24-R |  | 74.4674 | 1
171316 | SL4-L24-W | Module D=40mm with continous light, including LED, 24V AC/DC, IP66, white | 82.0236 | 1
171317 | SL4-L24-Y | Module D=40mm with continous light, including LED, 24V AC/DC, IP66, yellow | 67.1102 | 1
171336 | SL4-L-A | Module D=40mm with continous light, without filament bulb, <250 V, IP66, amber | 38.9603 | 1
171331 | SL4-L-B | Module D=40mm with continous light, without filament bulb, <250 V, IP66, blue | 26.1369 | 1
171332 | SL4-L-G | Module D=40mm with continous light, without filament bulb, <250 V, IP66, green | 26.1369 | 1
171333 | SL4-L-R | Module D=40mm with continous light, without filament bulb, <250 V, IP66, red | 26.1369 | 1
171334 | SL4-L-W | Module D=40mm with continous light, without filament bulb, <250 V, IP66, white | 26.1369 | 1
171335 | SL4-L-Y | Module D=40mm with continous light, without filament bulb, <250 V, IP66, yellow | 26.1369 | 1
171297 | SL4-PIB-100 | Base module D=40mm with tube 100 mm, including cover, Spring-loaded terminals | 69.7095 | 1
171298 | SL4-PIB-250 | Base module D=40mm with tube 250 mm, including cover, Spring-loaded terminals | 76.0275 | 1
171299 | SL4-PIB-400 | Base module D=40mm with tube 400 mm, including cover, Spring-loaded terminals | 100.7038 | 1
177313 | SL4-PIB-800 | Base module D=40mm with tube 800mm, including cover, Spring-loaded terminals | 187.1861 | 1
171304 | SL4-PIB-D | Base module D=40mm vertical mounting, max.2x5 modules, including cover, Spring-loaded terminals | 82.7924 | 1
171302 | SL4-PiB-EMH | Base module D=40mm with external fixing holes, including cover, Spring-loaded terminals | 51.4281 | 1
171303 | SL4-PIB-FW | Base module D=40mm vertical mounting, max.5 modules, including cover, Spring-loaded terminals | 76.1785 | 1
171300 | SL4-PIB-IMH | Base module D=40mm with internal fixing holes, including cover, Spring-loaded terminals | 55.1755 | 1
171301 | SL4-PIB-IMS | Base module D=40mm with built-in fixing holes, including cover, Spring-loaded terminals | 51.4281 | 1
171305 | SL4-PIB-T-100 | Base module D=40mm with tube 100 mm and banjo bolt, including cover, Spring-loaded terminals | 111.8504 | 1
171306 | SL4-PIB-T-250 | Base module D=40mm with tube 250 mm and banjo bolt, including cover, Spring-loaded terminals | 118.5384 | 1
171307 | SL4-PIB-T-400 | Base module D=40mm with tube 400 mm and banjo bolt, including cover, Spring-loaded terminals | 147.6733 | 1
178461 | SL4-PIB-T-800 | Base module D=40mm with tube 800 mm and banjo bolt, including cover, Spring-loaded terminals | 245.3022 | 1
179986 | SL4-PIB-TM | Base module D=40mm, including cover, Screw terminals | 59.6536 | 1
171311 | SL4-SWD | Base module D=40mm with tube 100mm for slipping onto place, including cover, SmartWire-DT | 544.2817 | 1
148582 | SL63031 | #N/A | 11.6049 | 1
148583 | SL63032 | #N/A | 10.9675 | #N/A
148584 | SL63033 | #N/A | 7.937 | #N/A
148589 | SL630EA | #N/A | 3.247 | #N/A
171294 | SL7/4-BET | Tool for replacing filament bulb | 16.783 | 1
171446 | SL7/4-FW | Mounting brackets | 49.0695 | 1
171455 | SL7/4-FW-T | Including mounting bracket M20 cable gland | 57.2101 | 1
172954 | SL7/4-MMS | Magnetic base module | 143.1378 | 1
173982 | SL7-100-L-RAG-24LED | Signal tower D=70mm, complete device, red-orange-green, 24V AC/DC, IP66 | 324.4046 | 1
171424 | SL7-100-L-RG-24LED | Signal tower D=70mm, complete device, red-green, 24V AC/DC, IP66 | 267.8753 | 1
171425 | SL7-100-L-RYG-24LED | Signal tower D=70mm, complete device, red-yellow-green, 24V AC/DC, IP66 | 347.8766 | 1
171282 | SL7-AP120 | Acoustic module D=70mm, continous/pulsed tone, 100dB,2800Hz, IP66, 110/120V AC | 124.6556 | 1
171285 | SL7-AP120-E | Acoustic module D=70mm, continous/pulsed tone external actuation, 100dB,2800Hz, IP66, 110/120V AC | 134.6401 | 1
171288 | SL7-AP120-M | Acoustic module D=70mm with 8 tones, 100dB, f=500-2700Hz, IP66, 110/120V AC | 190.5708 | 1
171283 | SL7-AP230 | Acoustic module D=70mm, continous/pulsed tone, 100dB,2800Hz, IP66, 230/240V AC | 124.6556 | 1
171286 | SL7-AP230-E | Acoustic module D=70mm, continous/pulsed tone external actuation, 100dB,2800Hz, IP66, 230/240V AC | 134.6401 | 1
171289 | SL7-AP230-M | Acoustic module D=70mm with 8 tones, 100dB, f=500-2700Hz, IP66, 230/240V AC | 190.5708 | 1
171281 | SL7-AP24 | Acoustic module D=70mm, continous/pulsed tone, 100dB,2800Hz, IP66, 24V AC/DC | 124.6556 | 1
171284 | SL7-AP24-E | Acoustic module D=70mm, continous/pulsed tone external actuation, 100dB,2800Hz, IP66, 24V AC/DC | 134.6401 | 1
171287 | SL7-AP24-M | Acoustic module D=70mm with 8 tones, 100dB, f=500-2700Hz, IP66, 24V AC/DC | 190.5708 | 1
171395 | SL7-BL120-A | Module D=70mm with flashing light (2Hz), including LED, 110/120V AC, IP66, amber | 133.5363 | 1
171390 | SL7-BL120-B | Module D=70mm with flashing light (2Hz), including LED, 110/120V AC, IP66, blue | 133.5363 | 1
171391 | SL7-BL120-G | Module D=70mm with flashing light (2Hz), including LED, 110/120V AC, IP66, green | 133.5363 | 1
171392 | SL7-BL120-R | Module D=70mm with flashing light (2Hz), including LED, 110/120V AC, IP66, red | 133.5363 | 1
171393 | SL7-BL120-W | Module D=70mm with flashing light (2Hz), including LED, 110/120V AC, IP66, white | 133.5363 | 1
171394 | SL7-BL120-Y | Module D=70mm with flashing light (2Hz), including LED, 110/120V AC, IP66, yellow | 133.5363 | 1
171401 | SL7-BL230-A | Module D=70mm with flashing light (2Hz), including LED, 230/240V AC, IP66, amber | 133.5363 | 1
171396 | SL7-BL230-B | Module D=70mm with flashing light (2Hz), including LED, 230/240V AC, IP66, blue | 133.5363 | 1
171397 | SL7-BL230-G | Module D=70mm with flashing light (2Hz), including LED, 230/240V AC, IP66, green | 133.5363 | 1
171398 | SL7-BL230-R | Module D=70mm with flashing light (2Hz), including LED, 230/240V AC, IP66, red | 133.5363 | 1
171399 | SL7-BL230-W | Module D=70mm with flashing light (2Hz), including LED, 230/240V AC, IP66, white | 133.5363 | 1
171400 | SL7-BL230-Y | Module D=70mm with flashing light (2Hz), including LED, 230/240V AC, IP66, yellow | 133.5363 | 1
171389 | SL7-BL24-A | Module D=70mm with flashing light (2Hz), including LED, 24V AC/DC, IP66, amber | 111.0586 | 1
171439 | SL7-BL24-B | Module D=70mm with flashing light (2Hz), including LED, 24V AC/DC, IP66, blue | 111.0586 | 1
171440 | SL7-BL24-G | Module D=70mm with flashing light (2Hz), including LED, 24V AC/DC, IP66, green | 111.0586 | 1
171441 | SL7-BL24-R | Module D=70mm with flashing light (2Hz), including LED, 24V AC/DC, IP66, red | 111.0586 | 1
171442 | SL7-BL24-W | Module D=70mm with flashing light (2Hz), including LED, 24V AC/DC, IP66, white | 111.0586 | 1
171388 | SL7-BL24-Y | Module D=70mm with flashing light (2Hz), including LED, 24V AC/DC, IP66, yellow | 111.0586 | 1
171443 | SL7-CB-100 | Base module D=70mm with tube 100mm, including cover, Spring-loaded terminals | 73.5666 | 1
171444 | SL7-CB-250 | Base module D=70mm with tube 250mm, including cover, Spring-loaded terminals | 80.7414 | 1
171445 | SL7-CB-400 | Base module D=70mm with tube 400mm, including cover, Spring-loaded terminals | 112.8398 | 1
177312 | SL7-CB-800 | Base module D=70mm with tube 800mm, including cover, Spring-loaded terminals | 190.1841 | 1
171451 | SL7-CB-D | Base module D=70mm vertical mounting, max.2x5 modules, including cover, Spring-loaded terminals | 111.6105 | 1
177351 | SL7-CB-D-M12A4 |  | 241.0179 | #N/A
171449 | SL7-CB-EMH | Base module D=70mm with external fixing holes, including cover, Spring-loaded terminals | 71.5471 | 1
171450 | SL7-CB-FW | Base module D=70mm vertical mounting, max.5 modules, including cover, Spring-loaded terminals | 82.9992 | 1
171447 | SL7-CB-IMH | Base module D=70mm with internal fixing holes, including cover, Spring-loaded terminals | 60.0951 | 1
171448 | SL7-CB-IMS | Base module D=70mm with built-in fixing holes, including cover, Spring-loaded terminals | 71.5471 | 1
171452 | SL7-CB-T-100 | Base module D=70mm with tube 100mm and banjo bolt, including cover, Spring-loaded terminals | 148.789 | 1
171453 | SL7-CB-T-250 | Base module D=70mm with tube 250mm and banjo bolt, including cover, Spring-loaded terminals | 157.3686 | 1
171454 | SL7-CB-T-400 | Base module D=70mm with tube 400mm and banjo bolt, including cover, Spring-loaded terminals | 194.547 | 1
178460 | SL7-CB-T-800 | Base module D=70mm with tube 800 mm and banjo bolt, including cover, Spring-loaded terminals | 252.067 | 1
179987 | SL7-CB-TM | Base module D=70mm, including cover, Screw terminals | 63.4203 | 1
192368 | SL7-COV |  | 21.194 | 5
171413 | SL7-FL120-A | Module D=70mm with strobe light (1,4Hz), including LED, 110/120V AC, IP66, amber | 172.1321 | 1
171408 | SL7-FL120-B | Module D=70mm with strobe light (1,4Hz), including LED, 110/120V AC, IP66, blue | 172.1321 | 1
171409 | SL7-FL120-G | Module D=70mm with strobe light (1,4Hz), including LED, 110/120V AC, IP66, green | 172.1321 | 1
171410 | SL7-FL120-R | Module D=70mm with strobe light (1,4Hz), including LED, 110/120V AC, IP66, red | 172.1321 | 1
171411 | SL7-FL120-W | Module D=70mm with strobe light (1,4Hz), including LED, 110/120V AC, IP66, white | 172.1321 | 1
171412 | SL7-FL120-Y | Module D=70mm with strobe light (1,4Hz), including LED, 110/120V AC, IP66, yellow | 172.1321 | 1
171419 | SL7-FL230-A | Module D=70mm with strobe light (1,4Hz), including LED, 230/240V AC, IP66, amber | 172.1321 | 1
171414 | SL7-FL230-B | Module D=70mm with strobe light (1,4Hz), including LED, 230/240V AC, IP66, blue | 172.1321 | 1
171415 | SL7-FL230-G | Module D=70mm with strobe light (1,4Hz), including LED, 230/240V AC, IP66, green | 172.1321 | 1
171416 | SL7-FL230-R | Module D=70mm with strobe light (1,4Hz), including LED, 230/240V AC, IP66, red | 172.1321 | 1
171417 | SL7-FL230-W | Module D=70mm with strobe light (1,4Hz), including LED, 230/240V AC, IP66, white | 172.1321 | 1
171418 | SL7-FL230-Y | Module D=70mm with strobe light (1,4Hz), including LED, 230/240V AC, IP66, yellow | 172.1321 | 1
171407 | SL7-FL24-A | Module D=70mm with strobe light (1,4Hz), including LED, 24V AC/DC, IP66, amber | 172.1321 | 1
171274 | SL7-FL24-A-HP | Module D=70mm with strobe light (1,4Hz), with high performance LED, 24V AC/DC, IP66, amber | 326.3774 | 1
171280 | SL7-FL24-A-HPM | Module D=70mm with multistrobe light (1-2,6Hz), with high performance LED, 24V AC/DC, IP66, amber | 381.9318 | 1
171402 | SL7-FL24-B | Module D=70mm with strobe light (1,4Hz), including LED, 24V AC/DC, IP66, blue | 172.1321 | 1
171420 | SL7-FL24-B-HP | Module D=70mm with strobe light (1,4Hz), with high performance LED, 24V AC/DC, IP66, blue | 326.3774 | 1
171275 | SL7-FL24-B-HPM | Module D=70mm with multistrobe light (1-2,6Hz), with high performance LED, 24V AC/DC, IP66, blue | 381.9318 | 1
171403 | SL7-FL24-G | Module D=70mm with strobe light (1,4Hz), including LED, 24V AC/DC, IP66, green | 172.1321 | 1
171421 | SL7-FL24-G-HP | Module D=70mm with strobe light (1,4Hz), with high performance LED, 24V AC/DC, IP66, green | 326.3774 | 1
171276 | SL7-FL24-G-HPM | Module D=70mm with multistrobe light (1-2,6Hz), with high performance LED, 24V AC/DC, IP66, green | 381.9318 | 1
171404 | SL7-FL24-R | Module D=70mm with strobe light (1,4Hz), including LED, 24V AC/DC, IP66, red | 172.1321 | 1
171422 | SL7-FL24-R-HP | Module D=70mm with strobe light (1,4Hz), with high performance LED, 24V AC/DC, IP66, red | 326.3774 | 1
171277 | SL7-FL24-R-HPM | Module D=70mm with multistrobe light (1-2,6Hz), with high performance LED, 24V AC/DC, IP66, red | 381.9318 | 1
171405 | SL7-FL24-W | Module D=70mm with strobe light (1,4Hz), including LED, 24V AC/DC, IP66, white | 172.1321 | 1
171423 | SL7-FL24-W-HP | Module D=70mm with strobe light (1,4Hz), with high performance LED, 24V AC/DC, IP66, white | 326.3774 | 1
171278 | SL7-FL24-W-HPM | Module D=70mm with multistrobe light (1-2,6Hz), with high performance LED, 24V AC/DC, IP66, white | 381.9318 | 1
171406 | SL7-FL24-Y | Module D=70mm with strobe light (1,4Hz), including LED, 24V AC/DC, IP66, yellow | 172.1321 | 1
171273 | SL7-FL24-Y-HP | Module D=70mm with strobe light (1,4Hz), with high performance LED, 24V AC/DC, IP66, yellow | 326.3774 | 1
171279 | SL7-FL24-Y-HPM | Module D=70mm with multistrobe light (1-2,6Hz), with high performance LED, 24V AC/DC, IP66, yellow | 381.9318 | 1
171456 | SL7-FMS-100 | Base module D=70mm with tube 100mm for slipping onto place, including cover, Screw terminals | 254.6421 | 1
171457 | SL7-FMS-250 | Base module D=70mm with tube 250mm for slipping onto place, including cover, Screw terminals | 263.2217 | 1
171458 | SL7-FMS-400 | Base module D=70mm with tube 400mm for slipping onto place, including cover, Screw terminals | 304.2635 | 1
178462 | SL7-FMS-800 | Base module D=70mm with tube 800mm for slipping onto place, including cover, SmartWire-DT | 331.8613 | 1
197318 | SL7-FMS-ASI-V20 |  | 463.039 | #N/A
197319 | SL7-FMS-ASI-V20E |  | 463.039 | #N/A
197320 | SL7-FMS-ASI-V21 |  | 463.039 | #N/A
197321 | SL7-FMS-ASI-V21E |  | 463.039 | #N/A
197322 | SL7-FMS-ASI-V30 |  | 463.039 | #N/A
197323 | SL7-FMS-ASI-V30E |  | 463.039 | #N/A
171290 | SL7-L12 | Filament bulb, 12V | 7.1622 | 1
171292 | SL7-L120 | Filament bulb, 120V | 7.1622 | 1
171472 | SL7-L120-A | Module D=70mm with continous light, including LED, 110/120V AC, IP66, amber | 114.1192 | 1
171467 | SL7-L120-B | Module D=70mm with continous light, including LED, 110/120V AC, IP66, blue | 114.1192 | 1
171468 | SL7-L120-G | Module D=70mm with continous light, including LED, 110/120V AC, IP66, green | 114.1192 | 1
171469 | SL7-L120-R | Module D=70mm with continous light, including LED, 110/120V AC, IP66, red | 114.1192 | 1
171470 | SL7-L120-W | Module D=70mm with continous light, including LED, 110/120V AC, IP66, white | 114.1192 | 1
171471 | SL7-L120-Y | Module D=70mm with continous light, including LED, 110/120V AC, IP66, yellow | 114.1192 | 1
171293 | SL7-L230 | Filament bulb, 230V | 7.1622 | 1
171426 | SL7-L230-A | Module D=70mm with continous light, including LED, 230/240V AC, IP66, amber | 114.1192 | 1
171473 | SL7-L230-B | Module D=70mm with continous light, including LED, 230/240V AC, IP66, blue | 114.1192 | 1
171474 | SL7-L230-G | Module D=70mm with continous light, including LED, 230/240V AC, IP66, green | 114.1192 | 1
171475 | SL7-L230-R | Module D=70mm with continous light, including LED, 230/240V AC, IP66, red | 114.1192 | 1
171476 | SL7-L230-W | Module D=70mm with continous light, including LED, 230/240V AC, IP66, white | 114.1192 | 1
171477 | SL7-L230-Y | Module D=70mm with continous light, including LED, 230/240V AC, IP66, yellow | 114.1192 | 1
171291 | SL7-L24 | Filament bulb, 24V | 7.1622 | 1
171466 | SL7-L24-A | Module D=70mm with continous light, including LED, 24V AC/DC, IP66, amber | 94.8903 | 1
171432 | SL7-L24-A-HP | Module D=70mm with continous light, with high performance LED, 24V AC/DC, IP66, amber | 298.8071 | 1
171461 | SL7-L24-B | Module D=70mm with continous light, including LED, 24V AC/DC, IP66, blue | 94.8903 | 1
171427 | SL7-L24-B-HP | Module D=70mm with continous light, with high performance LED, 24V AC/DC, IP66, blue | 298.8071 | 1
171462 | SL7-L24-G | Module D=70mm with continous light, including LED, 24V AC/DC, IP66, green | 94.8903 | 1
171428 | SL7-L24-G-HP | Module D=70mm with continous light, with high performance LED, 24V AC/DC, IP66, green | 298.8071 | 1
171463 | SL7-L24-R | Module D=70mm with continous light, including LED, 24V AC/DC, IP66, red | 94.8903 | 1
171429 | SL7-L24-R-HP | Module D=70mm with continous light, with high performance LED, 24V AC/DC, IP66, red | 298.8071 | 1
171464 | SL7-L24-W | Module D=70mm with continous light, including LED, 24V AC/DC, IP66, white | 94.8903 | 1
171430 | SL7-L24-W-HP | Module D=70mm with continous light, with high performance LED, 24V AC/DC, IP66, white | 298.8071 | 1
171465 | SL7-L24-Y | Module D=70mm with continous light, including LED, 24V AC/DC, IP66, yellow | 94.8903 | 1
171431 | SL7-L24-Y-HP | Module D=70mm with continous light, with high performance LED, 24V AC/DC, IP66, yellow | 298.8071 | 1
171438 | SL7-L-A | Module D=70mm with continous light, without filament bulb, <250 V, IP66, amber | 47.4765 | 1
171433 | SL7-L-B | Module D=70mm with continous light, without filament bulb, <250 V, IP66, blue | 47.4765 | 1
171434 | SL7-L-G | Module D=70mm with continous light, without filament bulb, <250 V, IP66, green | 47.4765 | 1
171435 | SL7-L-R | Module D=70mm with continous light, without filament bulb, <250 V, IP66, red | 47.4765 | 1
171436 | SL7-L-W | Module D=70mm with continous light, without filament bulb, <250 V, IP66, white | 47.4765 | 1
171437 | SL7-L-Y | Module D=70mm with continous light, without filament bulb, <250 V, IP66, yellow | 47.4765 | 1
171459 | SL7-SWD | Base module D=70mm with tube 100mm for slipping onto place, including cover, SmartWire-DT | 461.2388 | 1
91476 | SLHF-ID | #N/A | 5.657 | 1
205348 | SL-L24 | #N/A | 4.7313 | 1
148585 | SLPEN63011 |  | 7.379 | #N/A
148586 | SLPEN63012 | #N/A | 8.7187 | #N/A
148586 | SLPEN63012 | #N/A | 8.7187 | #N/A
148587 | SLPEN63013 | #N/A | 6.1933 | #N/A
148588 | SLPEN630U | #N/A | 5.4116 | #N/A
148588 | SLPEN630U | #N/A | 5.4116 | #N/A
120915 | SOL20/2MC4 | Switch-disconnector 1000 V DC in IP65 box, 20 A, 2-pole, input 2xMC4, output 1xMC4 | 413.7158 | 1
120919 | SOL20/2MV | Switch-disconnector 1000 V DC in IP65 box, 20 A, 2-pole, cable glands, input 2xM12, output 1xM16 | 274.2214 | 1
120916 | SOL20/4MC4 | Switch-disconnector 1000 V DC in IP65 box, 20 A, 2-pole, input 4xMC4, output 1xMC4 | 490.5512 | 1
120922 | SOL30/2MC4 | Switch-disconnector 1000 V DC in IP65 box, 30 A, 2-pole, input 2xMC4, output 1xMC4 | 413.7158 | 1
120926 | SOL30/2MV | Switch-disconnector 1000 V DC in IP65 box, 30 A, 2-pole, cable glands, input 2xM12, output 1xM16 | 274.2214 | 1
120923 | SOL30/4MC4 | Switch-disconnector 1000 V DC in IP65 box, 30 A, 2-pole, input 4xMC4, output 1xMC4 | 517.4234 | 1
144122 | SOL30-SAFETY/2MC4-U(230V50HZ) | Photovoltaic fireman switch Uc=230V/50Hz, 30A, 2xMC4->1xMC4 | 552.1643 | 1
144123 | SOL30-SAFETY/2MV-U(230V50HZ) | Photovoltaic fireman switch Uc=230V/50Hz, 30A, 2xM12->1xM16 | 506.7669 | 1
C10NL | SOLID NEUTRAL LINK | Solid neutral link C10 (32A) | 2.023 | 10
C14NL | SOLID NEUTRAL LINK | Solid neutral link C14 (50A) | 3.4138 | 10
C22NL | SOLID NEUTRAL LINK | Solid neutral link C22 (125A) | 5.3645 | 10
208655 | SP-32/45-PKZ0 | #N/A | 21.2359 | 1
248145 | SPB-D-125 | Interconnecting module for surge arresters, In=125A | 76.2797 | 1
167341 | SPBT12-280 | Module 280V AC, 12,5kA for SPBT12 (T1+T2, B+C) | 130.6784 | 1
158306 | SPBT12-280/1 | Surge arresters, class T1+T2 (B+C), 1pole | 112.1508 | 1
158309 | SPBT12-280/2 | Surge arresters, class T1+T2 (B+C), 2pole TN-S network set | 224.2374 | 1
158330 | SPBT12-280/3 | Surge arresters, class T1+T2 (B+C), 3pole TN-C network set | 373.429 | 1
158331 | SPBT12-280/4 | Surge arresters, class T1+T2 (B+C), 4pole TN-S network set | 446.1091 | 1
158308 | SPBT12-280-1+NPE | Surge arresters, class T1+T2 (B+C), 1+NPE | 500.9095 | 1
158334 | SPBT12-280-1+NPE-AX | Surge arresters, class T1+T2 (B+C),1+1pole,TN-S/TT set,with remote ind. | 289.2667 | 1
158332 | SPBT12-280-3+NPE | Surge arresters, class T1+T2 (B+C), 3+N/PE, TN-S/TT set | 725.2069 | 1
158333 | SPBT12-280-3+NPE/BB | Surge arresters, class T1+T2 (B+C), 3+N/PE, TN-S/TT set | 917.0093 | 1
184750 | SPBT12-280-3+NPE50 |  | 290.7928 | #N/A
158335 | SPBT12-280-3+NPE-AX | Surge arresters, class T1+T2 (B+C),3+1pole,TN-S/TT set,with remote ind. | 990.535 | 1
158307 | SPBT12-NPE100 | Surge arresters, class T1+T2 (B+C), N-PE | 319.9141 | 1
167577 | SPCT2-075 | Module for SPCT2 75V AC, 20kA | 65.15 | 2
167578 | SPCT2-075/1 | Surge arresters, class T2 (II, C), modular, 1pole, Un=75V | 81.7323 | 1
167579 | SPCT2-075/2 | Surge arresters, class T2 (II, C), modular, 2pole, Un=75V | 166.9893 | 1
167580 | SPCT2-075/3 | Surge arresters, class T2 (II, C), modular, 3pole, Un=75V | 252.3467 | 1
167581 | SPCT2-075/4 | Surge arresters, class T2 (II, C), modular, 4pole, Un=75V | 334.9821 | 1
167582 | SPCT2-135 | Module for SPCT2 135V AC, 20kA | 67.1444 | 2
167583 | SPCT2-135/1 | Surge arresters, class T2 (II, C), modular, 1pole, Un=135V | 95.6805 | 1
167584 | SPCT2-135/2 | Surge arresters, class T2 (II, C), modular, 2pole, Un=135V | 170.4387 | 1
167585 | SPCT2-135/3 | Surge arresters, class T2 (II, C), modular, 3pole, Un=135V | 252.886 | 1
167586 | SPCT2-135/4 | Surge arresters, class T2 (II, C), modular, 4pole, Un=135V | 335.6218 | 1
167587 | SPCT2-175 | Module for SPCT2 175V AC, 20kA | 80.7289 | 2
167588 | SPCT2-175/1 | Surge arresters, class T2 (II, C), modular, 1pole, Un=175V | 87.5273 | 1
167589 | SPCT2-175/2 | Surge arresters, class T2 (II, C), modular, 2pole, Un=175V | 177.2372 | 1
167590 | SPCT2-175/3 | Surge arresters, class T2 (II, C), modular, 3pole, Un=175V | 262.7702 | 1
167591 | SPCT2-175/4 | Surge arresters, class T2 (II, C), modular, 4pole, Un=175V | 348.7547 | 1
167592 | SPCT2-280 | Module for SPCT2 280V AC, 20kA | 36.5136 | 1
167593 | SPCT2-280/1 | Surge arresters, class T2 (II, C), modular, 1pole, Un=280V | 73.0273 | 1
167594 | SPCT2-280/2 | Surge arresters, class T2 (II, C), modular, 2pole, Un=280V | 148.1492 | 1
167595 | SPCT2-280/3 | Surge arresters, class T2 (II, C), modular, 3pole, Un=280V | 215.6449 | 1
167596 | SPCT2-280/4 | Surge arresters, class T2 (II, C), modular, 4pole, Un=280V | 290.9425 | 1
167619 | SPCT2-280-1+NPE | Surge arresters, class T2 (II, C), modular, 1+Npole, Un=280V | 218.4546 | 1
167620 | SPCT2-280-3+NPE | Surge arresters, class T2 (II, C), modular, TN-S,TT 3+Npole, Un=280V | 359.5419 | 1
167629 | SPCT2-280-3+NPE/BB | Surge arresters, class T2 (II, C), modular, TN-S,TT 3+Npole with EVG busbar, Un=280V | 355.641 | 1
167597 | SPCT2-335 | Module for SPCT2 335V AC, 20kA | 55.9934 | 2
167598 | SPCT2-335/1 | Surge arresters, class T2 (II, C), modular, 1pole, Un=335V | 73.0273 | 1
167599 | SPCT2-335/2 | Surge arresters, class T2 (II, C), modular, 2pole, Un=335V | 148.1492 | 1
167600 | SPCT2-335/3 | Surge arresters, class T2 (II, C), modular, 3pole, Un=335V | 219.2699 | 1
167601 | SPCT2-335/4 | Surge arresters, class T2 (II, C), modular, 4pole, Un=335V | 290.9425 | 1
167621 | SPCT2-335-1+NPE | Surge arresters, class T2 (II, C), modular, 1+Npole, Un=335V | 143.157 | 1
167622 | SPCT2-335-3+NPE | Surge arresters, class T2 (II, C), modular, TN-S,TT 3+Npole, Un=335V | 444.7111 | 1
167630 | SPCT2-335-3+NPE/BB | Surge arresters, class T2 (II, C), modular, TN-S,TT 3+Npole with EVG busbar, Un=335V | 384.177 | 1
167602 | SPCT2-385 | Module for SPCT2 385V AC, 20kA | 38.1443 | 2
167603 | SPCT2-385/1 | Surge arresters, class T2 (II, C), modular, 1pole, Un=385V | 70.2175 | 1
167604 | SPCT2-385/2 | Surge arresters, class T2 (II, C), modular, 2pole, Un=385V | 142.3417 | 1
167605 | SPCT2-385/3 | Surge arresters, class T2 (II, C), modular, 3pole, Un=385V | 210.8533 | 1
167606 | SPCT2-385/4 | Surge arresters, class T2 (II, C), modular, 4pole, Un=385V | 279.7162 | 1
167623 | SPCT2-385-1+NPE | Surge arresters, class T2 (II, C), modular, 1+Npole, Un=385V | 221.0887 | 1
167624 | SPCT2-385-3+NPE | Surge arresters, class T2 (II, C), modular, TN-S,TT 3+Npole, Un=385V | 367.3313 | 1
167631 | SPCT2-385-3+NPE/BB | Surge arresters, class T2 (II, C), modular, TN-S,TT 3+Npole with EVG busbar, Un=385V | 363.3426 | 1
167607 | SPCT2-460 | Module for SPCT2 460V AC, 20kA | 65.15 | 2
167608 | SPCT2-460/1 | Surge arresters, class T2 (II, C), modular, 1pole, Un=460V | 109.2775 | 1
167609 | SPCT2-460/2 | Surge arresters, class T2 (II, C), modular, 2pole, Un=460V | 194.1707 | 1
167610 | SPCT2-460/3 | Surge arresters, class T2 (II, C), modular, 3pole, Un=460V | 339.0587 | 1
167611 | SPCT2-460/4 | Surge arresters, class T2 (II, C), modular, 4pole, Un=460V | 448.6999 | 1
167625 | SPCT2-460-1+NPE | Surge arresters, class T2 (II, C), modular, 1+Npole, Un=460V | 222.0796 | 1
167626 | SPCT2-460-3+NPE | Surge arresters, class T2 (II, C), modular, TN-S,TT 3+Npole, Un=460V | 370.5048 | 1
167632 | SPCT2-460-3+NPE/BB | Surge arresters, class T2 (II, C), modular, TN-S,TT 3+Npole with EVG busbar, Un=460V | 366.6038 | 1
167612 | SPCT2-580 | Module for SPCT2 580V AC, 20kA | 65.15 | 1
167613 | SPCT2-580/1 | Surge arresters, class T2 (II, C), modular, 1pole, Un=580V | 89.9733 | 1
167614 | SPCT2-580/2 | Surge arresters, class T2 (II, C), modular, 2pole, Un=580V | 167.4409 | 1
167615 | SPCT2-580/3 | Surge arresters, class T2 (II, C), modular, 3pole, Un=580V | 248.3579 | 1
167616 | SPCT2-580/4 | Surge arresters, class T2 (II, C), modular, 4pole, Un=580V | 329.6386 | 1
167627 | SPCT2-580-1+NPE | Surge arresters, class T2 (II, C), modular, 1+Npole, Un=580V | 228.1506 | 1
167628 | SPCT2-580-3+NPE | Surge arresters, class T2 (II, C), modular, TN-S,TT 3+Npole, Un=580V | 388.6174 | 1
167617 | SPCT2-NPE60 | Module for SPCT2 N-PE 260V AC, 30kA | 100.3968 | 2
167618 | SPCT2-NPE60/1 | Surge arresters, class T2 (II, C), modular, N-PE, Un=V260 | 101.9396 | 1
283449 | SPD-STL/19/7F-S/BL | #N/A | 214.8518 | 1
290032 | SPD-STL/19/7F-S/BL/UTE | Surge Protection - Multiple Outlet Strips with Switch, 19” 7 outlets, UTE | 217.2689 | 1
170484 | SPDT3-280 | Module for surge arrester SPDT3, 280V AC, 5kA | 86.6277 | 2
170485 | SPDT3-280/2 | Surge arresters, class T3 (III, D), modular, 2pole | 95.6683 | 1
170486 | SPDT3-335 | Module for surge arrester SPDT3, 335V AC, 2,5kA | 25.586 | 2
170487 | SPDT3-335-1 +NPE | Surge arresters, class T3 (III, D), modular, 1+Npole | 174.1211 | 1
D0-SFH | SPECIAL HOLDER FOR D0 FUSES | Special holder for D0 fuses | 1.2824 | 25
168740 | SPET2-280 | #N/A | 31.3989 | 1
168741 | SPET2-280/1 | #N/A | 30.0209 | 1
168699 | SPET2-280/1NPE | #N/A | 94.5754 | 1
168742 | SPET2-280/2 | #N/A | 79.9864 | 1
168692 | SPET2-280/3 | #N/A | 118.1807 | 1
168700 | SPET2-280/3NPE | #N/A | 215.3242 | 1
168693 | SPET2-280/4 | #N/A | 156.7772 | 1
267488 | SPI-3+1 |  | 2353.5565 | 1
202354 | SP-PKZ0 | #N/A | 21.7667 | 1
177259 | SPPVT12-06 | Insert for surge arresters, class T1+T2 (I+II, B+C) for PV applications, 600V DC, Isc=1000A | 81.7897 | 1
177258 | SPPVT12-06-2+PE | Surge arrester, class T1+T2 (I+II, B+C) for PV applications, 600V DC, Isc=1000A | 231.9954 | 1
177257 | SPPVT12-06-2+PE-AX | Surge arrester with aux. contact, class T1+T2 (I+II, B+C) for PV applications, 600V DC, Isc=1000A | 234.9054 | 1
177260 | SPPVT12-10 | Insert for surge arresters, class T1+T2 (I+II, B+C) for PV applications, 1000V DC, Isc=1000A | 85.3807 | 1
177256 | SPPVT12-10-2+PE | Surge arrester, class T1+T2 (I+II, B+C) for PV applications, 1000V DC, Isc=1000A | 337.3836 | 1
177255 | SPPVT12-10-2+PE-AX | Surge arrester with aux.contact, class T1+T2 (I+II, B+C) for PV applications, 1000V DC, Isc=1000A | 247.9075 | 1
176091 | SPPVT2-06 | Insert for surge arresters, class T2 (II, C) for PV applications, 600V DC, Isc=160A | 65.4441 | 1
176088 | SPPVT2-06-2+PE |  | 122.4226 | 1
176087 | SPPVT2-06-2+PE-AX | Surge arresters with auxilliary contact, class T2 (II, C) for PV applications, 600V DC, Isc=160A | 159.9883 | 1
176092 | SPPVT2-10 | Insert for surge arresters, class T2 (II, C) for PV applications, 1000V DC, Isc=160A | 68.2922 | 1
176090 | SPPVT2-10-2+PE | Surge arresters, class T2 (II, C) for PV applications, 1000V DC, Isc=160A | 224.9424 | 1
176089 | SPPVT2-10-2+PE-AX |  | 247.0699 | 1
176097 | SPPVT2H-06 | Insert for surge arresters, class T2 (II, C) for PV applications, 600V DC, Isc=450A | 66.8063 | 1
176094 | SPPVT2H-06-2+PE | Surge arresters, class T2 (II, C) for PV applications, 600V DC, Isc=450A | 136.0891 | 1
176093 | SPPVT2H-06-2+PE-AX | Surge arresters with auxilliary contact, class T2 (II, C) for PV applications, 600V DC, Isc=450A | 137.7608 | 1
176098 | SPPVT2H-10 | Insert for surge arresters, class T2 (II, C) for PV applications, 1000V DC, Isc=1000A | 69.7782 | 1
176096 | SPPVT2H-10-2+PE | Surge arresters, class T2 (II, C) for PV applications, 1000V DC, Isc=1000A | 269.7987 | 1
176095 | SPPVT2H-10-2+PE-AX | Surge arresters with auxilliary contact, class T2 (II, C) for PV applications, 1000V DC, Isc=1000A | 142.2806 | 1
195237 | SPRT12-350 |  | 396.8134 | 1
195236 | SPRT12-350/3+NPE-AX |  | 1395.1519 | 1
195235 | SPRT12-350/3-AX |  | 1257.0608 | 1
195238 | SPRT12-350/NPE |  | 436.4948 | 1
2275 | SPT4 | Circuit Diagram Bag SPT4 | 22.7182 | 1
2276 | SPT5 | Circuit Diagram Bag SPT5 | 18.8997 | 1
2277 | SPT6 | Circuit Diagram Bag SPT6 | 15.0297 | 1
177261 | SPWT12-690-3p | Surge arrester for wind energy, class T1+T2 (I+II, B+C), Isccr=50kA | 2310.5429 | 1
177285 | SPWT2-690 | Insert for surge arrester for wind energy, class T2 (II, C), Isccr= 25 kA | 138.9991 | #N/A
177262 | SPWT2-690-3p | Surge arrester for wind energy, class T2 (II, C), Isccr= 25 kA | 377.8051 | 1
125201 | SPX001A1-2A1B1 | Frequency invertor 3x230VAC, 0,75kW, 4,8A High overload, 1,1 kW, 6,6A, Low overload | 2282.0328 | 1
125203 | SPX001A1-4A1B1 | Frequency invertor 3x400VAC, 0,75kW, 2,2A High overload, 1,1 kW, 3,3A, Low overload | 2192.4062 | 1
125205 | SPX001A2-2A1B1 | Frequency invertor 3x230VAC, 0,75kW, 4,8A High overload, 1,1 kW, 6,6A, Low overload | 2488.8636 | 1
125207 | SPX001A2-4A1B1 | Frequency invertor 3x400VAC, 0,75kW, 2,2A High overload, 1,1 kW, 3,3A, Low overload | 2399.2369 | 1
125209 | SPX002A1-2A1B1 | Frequency invertor 3x230VAC, 1,5kW, 7,8A High overload, 2,2 kW, 11A, Low overload | 2461.2862 | 1
125657 | SPX002A1-4A1B1 | Frequency invertor 3x400VAC, 1,5kW, 4,3A High overload, 2,2 kW, 5,6A, Low overload | 2461.2862 | 1
138638 | SPX002A1-5A4B1 | Frequency invertor 3x690VAC, 2,2kW, 3,2A High overload, 3 kW, 4,5A, Low overload | 4046.9887 | 1
125212 | SPX002A1-5A4N1 | Frequency invertor 3x690VAC, 2,2kW, 3,2A High overload, 3 kW, 4,5A, Low overload | 3619.5385 | 1
125214 | SPX002A2-2A1B1 | Frequency invertor 3x230VAC, 1,5kW, 7,8A High overload, 2,2 kW, 11A, Low overload | 2661.2226 | 1
125216 | SPX002A2-4A1B1 | Frequency invertor 3x400VAC, 1,5kW, 4,3A High overload, 2,2 kW, 5,6A, Low overload | 2668.1169 | 1
129582 | SPX002A2-5A4B1 | Frequency invertor 3x690VAC, 2,2kW, 3,2A High overload, 3 kW, 4,5A, Low overload | 4474.439 | 1
125218 | SPX002A2-5A4N1 | Frequency invertor 3x690VAC, 2,2kW, 3,2A High overload, 3 kW, 4,5A, Low overload | 4046.9887 | 1
125709 | SPX003A1-2A1B1 | Frequency invertor 3x230VAC, 2,2kW, 11A High overload, 3 kW, 12,5A, Low overload | 2557.8072 | 1
125658 | SPX003A1-4A1B1 | Frequency invertor 3x400VAC, 2,2kW, 5,6A High overload, 3 kW, 7,6A, Low overload | 2564.7016 | 1
138639 | SPX003A1-5A4B1 | Frequency invertor 3x690VAC, 3kW, 4,5A High overload, 4 kW, 5,5A, Low overload | 4240.0308 | 1
125222 | SPX003A1-5A4N1 | Frequency invertor 3x690VAC, 3kW, 4,5A High overload, 4 kW, 5,5A, Low overload | 3812.5805 | 1
125224 | SPX003A2-2A1B1 | Frequency invertor 3x230VAC, 2,2kW, 11A High overload, 3 kW, 12,5A, Low overload | 2764.638 | 1
125226 | SPX003A2-4A1B1 | Frequency invertor 3x400VAC, 2,2kW, 5,6A High overload, 3 kW, 7,6A, Low overload | 2771.5323 | 1
129583 | SPX003A2-5A4B1 | Frequency invertor 3x690VAC, 3kW, 4,5A High overload, 4 kW, 5,5A, Low overload | 4667.4811 | 1
125228 | SPX003A2-5A4N1 | Frequency invertor 3x690VAC, 3kW, 4,5A High overload, 4 kW, 5,5A, Low overload | 4240.0308 | 1
125230 | SPX004A1-2A1B1 | Frequency invertor 3x230VAC, 3kW, 12,5A High overload, 4 kW, 17,5A, Low overload | 2730.1662 | 1
138640 | SPX004A1-5A4B1 | Frequency invertor 3x690VAC, 4kW, 5,5A High overload, 5,5 kW, 7,5A, Low overload | 4543.3826 | 1
125232 | SPX004A1-5A4N1 | Frequency invertor 3x690VAC, 4kW, 5,5A High overload, 5,5 kW, 7,5A, Low overload | 4115.9323 | 1
125234 | SPX004A2-2A1B1 | Frequency invertor 3x230VAC, 3kW, 12,5A High overload, 4 kW, 17,5A, Low overload | 3019.7292 | 1
129584 | SPX004A2-5A4B1 | Frequency invertor 3x690VAC, 4kW, 5,5A High overload, 5,5 kW, 7,5A, Low overload | 4977.7272 | 1
125236 | SPX004A2-5A4N1 | Frequency invertor 3x690VAC, 4kW, 5,5A High overload, 5,5 kW, 7,5A, Low overload | 4550.2769 | 1
125238 | SPX005A1-2A1B1 | Frequency invertor 3x230VAC, 4kW, 17,5A High overload, 5,5 kW, 25A, Low overload | 3019.7292 | 1
125659 | SPX005A1-4A1B1 | Frequency invertor 3x400VAC, 3kW, 7,6A High overload, 4 kW, 9A, Low overload | 2723.2718 | 1
138641 | SPX005A1-5A4B1 | Frequency invertor 3x690VAC, 5,5kW, 7,5A High overload, 7,5 kW, 10A, Low overload | 4991.5159 | 1
125241 | SPX005A1-5A4N1 | Frequency invertor 3x690VAC, 5,5kW, 7,5A High overload, 7,5 kW, 10A, Low overload | 4564.0657 | 1
125243 | SPX005A2-2A1B1 | Frequency invertor 3x230VAC, 4kW, 17,5A High overload, 5,5 kW, 25A, Low overload | 3309.2923 | 1
125245 | SPX005A2-4A1B1 | Frequency invertor 3x400VAC, 3kW, 7,6A High overload, 4 kW, 9A, Low overload | 2930.1026 | 1
129585 | SPX005A2-5A4B1 | Frequency invertor 3x690VAC, 5,5kW, 7,5A High overload, 7,5 kW, 10A, Low overload | 5418.9662 | 1
125247 | SPX005A2-5A4N1 | Frequency invertor 3x690VAC, 5,5kW, 7,5A High overload, 7,5 kW, 10A, Low overload | 4991.5159 | 1
125249 | SPX006A1-4A1B1 | Frequency invertor 3x400VAC, 4kW, 9A High overload, 5,5 kW, 12A, Low overload | 3019.7292 | 1
125251 | SPX006A2-4A1B1 | Frequency invertor 3x400VAC, 4kW, 9A High overload, 5,5 kW, 12A, Low overload | 3226.56 | 1
125253 | SPX007A1-2A1B1 | Frequency invertor 3x230VAC, 5,5kW, 25A High overload, 7,5 kW, 31A, Low overload | 3523.0175 | 1
125660 | SPX007A1-4A1B1 | Frequency invertor 3x400VAC, 5,5kW, 12A High overload, 7,5 kW, 16A, Low overload | 3523.0175 | 1
138642 | SPX007A1-5A4B1 | Frequency invertor 3x690VAC, 7,5kW, 10A High overload, 11 kW, 13,5A, Low overload | 5743.0011 | 1
125256 | SPX007A1-5A4N1 | Frequency invertor 3x690VAC, 7,5kW, 10A High overload, 11 kW, 13,5A, Low overload | 5315.5508 | 1
125258 | SPX007A2-2A1B1 | Frequency invertor 3x230VAC, 5,5kW, 25A High overload, 7,5 kW, 31A, Low overload | 3812.5805 | 1
125260 | SPX007A2-4A1B1 | Frequency invertor 3x400VAC, 5,5kW, 12A High overload, 7,5 kW, 16A, Low overload | 3812.5805 | 1
129586 | SPX007A2-5A4B1 | Frequency invertor 3x690VAC, 7,5kW, 10A High overload, 11 kW, 13,5A, Low overload | 6170.4513 | 1
125262 | SPX007A2-5A4N1 | Frequency invertor 3x690VAC, 7,5kW, 10A High overload, 11 kW, 13,5A, Low overload | 5743.0011 | 1
125264 | SPX010A1-2A1B1 | Frequency invertor 3x230VAC, 7,5kW, 31A High overload, 11 kW, 48A, Low overload | 4433.0728 | 1
125661 | SPX010A1-4A1B1 | Frequency invertor 3x400VAC, 7,5kW, 16A High overload, 11 kW, 23A, Low overload | 4212.4534 | 1
138643 | SPX010A1-5A4B1 | Frequency invertor 3x690VAC, 11kW, 13,5A High overload, 15 kW, 18A, Low overload | 6784.0493 | 1
125267 | SPX010A1-5A4N1 | Frequency invertor 3x690VAC, 11kW, 13,5A High overload, 15 kW, 18A, Low overload | 6356.599 | 1
125269 | SPX010A2-2A1B1 | Frequency invertor 3x230VAC, 7,5kW, 31A High overload, 11 kW, 48A, Low overload | 4867.4175 | 1
125662 | SPX010A2-4A1B1 | Frequency invertor 3x400VAC, 7,5kW, 16A High overload, 11 kW, 23A, Low overload | 4495.1221 | 1
129587 | SPX010A2-5A4B1 | Frequency invertor 3x690VAC, 11kW, 13,5A High overload, 15 kW, 18A, Low overload | 7211.4995 | 1
125272 | SPX010A2-5A4N1 | Frequency invertor 3x690VAC, 11kW, 13,5A High overload, 15 kW, 18A, Low overload | 6784.0493 | 1
125274 | SPX015A1-2A1B1 | Frequency invertor 3x230VAC, 11kW, 48A High overload, 15 kW, 61A, Low overload | 5191.4523 | 1
125663 | SPX015A1-4A1B1 | Frequency invertor 3x400VAC, 11kW, 23A High overload, 15 kW, 31A, Low overload | 4970.8328 | 1
138644 | SPX015A1-5A4B1 | Frequency invertor 3x690VAC, 15kW, 18A High overload, 18,5 kW, 22A, Low overload | 7866.4636 | 1
125277 | SPX015A1-5A4N1 | Frequency invertor 3x690VAC, 15kW, 18A High overload, 18,5 kW, 22A, Low overload | 7439.0134 | 1
125279 | SPX015A2-2A1B1 | Frequency invertor 3x230VAC, 11kW, 48A High overload, 15 kW, 61A, Low overload | 5625.797 | 1
125664 | SPX015A2-4A1B1 | Frequency invertor 3x400VAC, 11kW, 23A High overload, 15 kW, 31A, Low overload | 5260.3959 | 1
129588 | SPX015A2-5A4B1 | Frequency invertor 3x690VAC, 15kW, 18A High overload, 18,5 kW, 22A, Low overload | 8293.9139 | 1
125282 | SPX015A2-5A4N1 | Frequency invertor 3x690VAC, 15kW, 18A High overload, 18,5 kW, 22A, Low overload | 7866.4636 | 1
138590 | SPX020A1-2A1B1 | Frequency invertor 3x230VAC, 15kW, 61A High overload, 18,5 kW, 75A, Low overload | 6735.7888 | 1
125284 | SPX020A1-2A1N1 | Frequency invertor 3x230VAC, 15kW, 61A High overload, 18,5 kW, 75A, Low overload | 6135.9795 | 1
125665 | SPX020A1-4A1B1 | Frequency invertor 3x400VAC, 15kW, 31A High overload, 18,5 kW, 38A, Low overload | 6011.8811 | 1
138645 | SPX020A1-5A4B1 | Frequency invertor 3x690VAC, 18,5kW, 22A High overload, 22 kW, 27A, Low overload | 9045.399 | 1
125287 | SPX020A1-5A4N1 | Frequency invertor 3x690VAC, 18,5kW, 22A High overload, 22 kW, 27A, Low overload | 8617.9488 | 1
138598 | SPX020A2-2A1B1 | Frequency invertor 3x230VAC, 15kW, 61A High overload, 18,5 kW, 75A, Low overload | 7563.1118 | 1
125289 | SPX020A2-2A1N1 | Frequency invertor 3x230VAC, 15kW, 61A High overload, 18,5 kW, 75A, Low overload | 6963.3026 | 1
125291 | SPX020A2-4A1B1 | Frequency invertor 3x400VAC, 15kW, 31A High overload, 18,5 kW, 38A, Low overload | 6439.3313 | 1
129589 | SPX020A2-5A4B1 | Frequency invertor 3x690VAC, 18,5kW, 22A High overload, 22 kW, 27A, Low overload | 9479.7436 | 1
125293 | SPX020A2-5A4N1 | Frequency invertor 3x690VAC, 18,5kW, 22A High overload, 22 kW, 27A, Low overload | 9052.2934 | 1
138591 | SPX025A1-2A1B1 | Frequency invertor 3x230VAC, 18,5kW, 75A High overload, 22 kW, 88A, Low overload | 8114.6606 | 1
125295 | SPX025A1-2A1N1 | Frequency invertor 3x230VAC, 18,5kW, 75A High overload, 22 kW, 88A, Low overload | 7514.8513 | 1
125666 | SPX025A1-4A1B1 | Frequency invertor 3x400VAC, 18,5kW, 38A High overload, 22 kW, 46A, Low overload | 6742.6831 | 1
138646 | SPX025A1-5A4B1 | Frequency invertor 3x690VAC, 22kW, 27A High overload, 30 kW, 34A, Low overload | 10810.3549 | 1
125298 | SPX025A1-5A4N1 | Frequency invertor 3x690VAC, 22kW, 27A High overload, 30 kW, 34A, Low overload | 10382.9047 | 1
138599 | SPX025A2-2A1B1 | Frequency invertor 3x230VAC, 18,5kW, 75A High overload, 22 kW, 88A, Low overload | 8941.9836 | 1
125300 | SPX025A2-2A1N1 | Frequency invertor 3x230VAC, 18,5kW, 75A High overload, 22 kW, 88A, Low overload | 8342.1744 | 1
125302 | SPX025A2-4A1B1 | Frequency invertor 3x400VAC, 18,5kW, 38A High overload, 22 kW, 46A, Low overload | 7170.1334 | 1
129590 | SPX025A2-5A4B1 | Frequency invertor 3x690VAC, 22kW, 27A High overload, 30 kW, 34A, Low overload | 11244.6995 | 1
125304 | SPX025A2-5A4N1 | Frequency invertor 3x690VAC, 22kW, 27A High overload, 30 kW, 34A, Low overload | 10817.2493 | 1
138592 | SPX030A1-2A1B1 | Frequency invertor 3x230VAC, 22kW, 88A High overload, 30 kW, 114A, Low overload | 9493.5324 | 1
125306 | SPX030A1-2A1N1 | Frequency invertor 3x230VAC, 22kW, 88A High overload, 30 kW, 114A, Low overload | 8893.7231 | 1
125667 | SPX030A1-4A1B1 | Frequency invertor 3x400VAC, 22kW, 46A High overload, 30 kW, 61A, Low overload | 7707.8934 | 1
138647 | SPX030A1-5A4B1 | Frequency invertor 3x690VAC, 30kW, 34A High overload, 37 kW, 41A, Low overload | 12664.9375 | 1
125309 | SPX030A1-5A4N1 | Frequency invertor 3x690VAC, 30kW, 34A High overload, 37 kW, 41A, Low overload | 12209.9098 | 1
138600 | SPX030A2-2A1B1 | Frequency invertor 3x230VAC, 22kW, 88A High overload, 30 kW, 114A, Low overload | 10320.8554 | 1
125311 | SPX030A2-2A1N1 | Frequency invertor 3x230VAC, 22kW, 88A High overload, 30 kW, 114A, Low overload | 9721.0462 | 1
125313 | SPX030A2-4A1B1 | Frequency invertor 3x400VAC, 22kW, 46A High overload, 30 kW, 61A, Low overload | 8135.3436 | 1
129591 | SPX030A2-5A4B1 | Frequency invertor 3x690VAC, 30kW, 34A High overload, 37 kW, 41A, Low overload | 13492.2606 | 1
125315 | SPX030A2-5A4N1 | Frequency invertor 3x690VAC, 30kW, 34A High overload, 37 kW, 41A, Low overload | 13037.2329 | 1
138593 | SPX040A1-2A1B1 | #N/A | 12146.772 | 1
125317 | SPX040A1-2A1N1 | Frequency invertor 3x230VAC, 30kW, 105A High overload, 37 kW, 140A, Low overload | 10686.2565 | 1
134844 | SPX040A1-4A1B1 | Frequency invertor 3x400VAC, 30kW, 61A High overload, 37 kW, 72A, Low overload | 9857.8513 | 1
125319 | SPX040A1-4A1N1 | Frequency invertor 3x400VAC, 30kW, 61A High overload, 37 kW, 72A, Low overload | 9410.8 | 1
138648 | SPX040A1-5A4B1 | Frequency invertor 3x690VAC, 37kW, 41A High overload, 45 kW, 52A, Low overload | 14602.2524 | 1
125321 | SPX040A1-5A4N1 | Frequency invertor 3x690VAC, 37kW, 41A High overload, 45 kW, 52A, Low overload | 14147.2247 | 1
138601 | SPX040A2-2A1B1 | #N/A | 13601.4817 | 1
125323 | SPX040A2-2A1N1 | Frequency invertor 3x230VAC, 30kW, 105A High overload, 37 kW, 140A, Low overload | 12140.9662 | 1
138609 | SPX040A2-4A1B1 | Frequency invertor 3x400VAC, 30kW, 61A High overload, 37 kW, 72A, Low overload | 10837.9324 | 1
125325 | SPX040A2-4A1N1 | Frequency invertor 3x400VAC, 30kW, 61A High overload, 37 kW, 72A, Low overload | 10238.1231 | 1
129592 | SPX040A2-5A4B1 | Frequency invertor 3x690VAC, 37kW, 41A High overload, 45 kW, 52A, Low overload | 15429.5755 | 1
125327 | SPX040A2-5A4N1 | Frequency invertor 3x690VAC, 37kW, 41A High overload, 45 kW, 52A, Low overload | 14974.5478 | 1
138594 | SPX050A1-2A1B1 | #N/A | 13546.3269 | 1
125329 | SPX050A1-2A1N1 | Frequency invertor 3x230VAC, 37kW, 140A High overload, 45 kW, 170A, Low overload | 12085.8113 | 1
138606 | SPX050A1-4A1B1 | Frequency invertor 3x400VAC, 37kW, 72A High overload, 45 kW, 87A, Low overload | 11885.8749 | 1
125331 | SPX050A1-4A1N1 | Frequency invertor 3x400VAC, 37kW, 72A High overload, 45 kW, 87A, Low overload | 11286.0657 | 1
138649 | SPX050A1-5A4B1 | Frequency invertor 3x690VAC, 45kW, 52A High overload, 55 kW, 62A, Low overload | 18075.9207 | 1
125333 | SPX050A1-5A4N1 | Frequency invertor 3x690VAC, 45kW, 52A High overload, 55 kW, 62A, Low overload | 16484.4124 | 1
138602 | SPX050A2-2A1B1 | #N/A | 14994.1423 | 1
125335 | SPX050A2-2A1N1 | Frequency invertor 3x230VAC, 37kW, 140A High overload, 45 kW, 170A, Low overload | 13533.6267 | 1
138610 | SPX050A2-4A1B1 | Frequency invertor 3x400VAC, 37kW, 72A High overload, 45 kW, 87A, Low overload | 12713.198 | 1
125337 | SPX050A2-4A1N1 | Frequency invertor 3x400VAC, 37kW, 72A High overload, 45 kW, 87A, Low overload | 12113.3888 | 1
129593 | SPX050A2-5A4B1 | Frequency invertor 3x690VAC, 45kW, 52A High overload, 55 kW, 62A, Low overload | 19523.7361 | 1
125339 | SPX050A2-5A4N1 | Frequency invertor 3x690VAC, 45kW, 52A High overload, 55 kW, 62A, Low overload | 17932.2278 | 1
138595 | SPX060A1-2A1B1 | #N/A | 16131.7115 | 1
125341 | SPX060A1-2A1N1 | Frequency invertor 3x230VAC, 45kW, 170A High overload, 55 kW, 205A, Low overload | 14671.196 | 1
138607 | SPX060A1-4A1B1 | Frequency invertor 3x400VAC, 45kW, 87A High overload, 55 kW, 105A, Low overload | 13526.7324 | 1
125668 | SPX060A1-4A1N1 | Frequency invertor 3x400VAC, 45kW, 87A High overload, 55 kW, 105A, Low overload | 12926.9231 | 1
138650 | SPX060A1-5A4B1 | Frequency invertor 3x690VAC, 55kW, 62A High overload, 75 kW, 80A, Low overload | 21426.5792 | 1
125344 | SPX060A1-5A4N1 | Frequency invertor 3x690VAC, 55kW, 62A High overload, 75 kW, 80A, Low overload | 19731.6555 | 1
138603 | SPX060A2-2A1B1 | #N/A | 17579.5269 | 1
125346 | SPX060A2-2A1N1 | Frequency invertor 3x230VAC, 45kW, 170A High overload, 55 kW, 205A, Low overload | 16119.0114 | 1
138611 | SPX060A2-4A1B1 | Frequency invertor 3x400VAC, 45kW, 87A High overload, 55 kW, 105A, Low overload | 14354.0555 | 1
125348 | SPX060A2-4A1N1 | Frequency invertor 3x400VAC, 45kW, 87A High overload, 55 kW, 105A, Low overload | 13754.2462 | 1
129594 | SPX060A2-5A4B1 | Frequency invertor 3x690VAC, 55kW, 62A High overload, 75 kW, 80A, Low overload | 22881.289 | 1
125350 | SPX060A2-5A4N1 | Frequency invertor 3x690VAC, 55kW, 62A High overload, 75 kW, 80A, Low overload | 21186.3652 | 1
138596 | SPX075A1-2A1B1 | #N/A | 21682.3962 | 1
125352 | SPX075A1-2A1N1 | Frequency invertor 3x230VAC, 55kW, 205A High overload, 75 kW, 261A, Low overload | 18649.2411 | 1
138608 | SPX075A1-4A1B1 | Frequency invertor 3x400VAC, 55kW, 105A High overload, 75 kW, 140A, Low overload | 16683.2602 | 1
125354 | SPX075A1-4A1N1 | Frequency invertor 3x400VAC, 55kW, 105A High overload, 75 kW, 140A, Low overload | 15222.7447 | 1
138651 | SPX075A1-5A4B1 | Frequency invertor 3x690VAC, 75kW, 80A High overload, 90 kW, 100A, Low overload | 24742.7659 | 1
125356 | SPX075A1-5A4N1 | Frequency invertor 3x690VAC, 75kW, 80A High overload, 90 kW, 100A, Low overload | 23047.8422 | 1
138604 | SPX075A2-2A1B1 | #N/A | 25915.5327 | 1
125358 | SPX075A2-2A1N1 | Frequency invertor 3x230VAC, 55kW, 205A High overload, 75 kW, 261A, Low overload | 22882.3776 | 1
138612 | SPX075A2-4A1B1 | Frequency invertor 3x400VAC, 55kW, 105A High overload, 75 kW, 140A, Low overload | 18131.0756 | 1
125359 | SPX075A2-4A1N1 | Frequency invertor 3x400VAC, 55kW, 105A High overload, 75 kW, 140A, Low overload | 16670.5601 | 1
129595 | SPX075A2-5A4B1 | Frequency invertor 3x690VAC, 75kW, 80A High overload, 90 kW, 100A, Low overload | 26197.4757 | 1
125361 | SPX075A2-5A4N1 | Frequency invertor 3x690VAC, 75kW, 80A High overload, 90 kW, 100A, Low overload | 24502.5519 | 1
138597 | SPX100A1-2A1B1 | #N/A | 25881.0609 | 1
125363 | SPX100A1-2A1N1 | Frequency invertor 3x230VAC, 75kW, 245A High overload, 90 kW, 300A, Low overload | 22847.9058 | 1
131744 | SPX100A1-4A1B1 | Frequency invertor 3x400VAC, 75kW, 140A High overload, 90 kW, 170A, Low overload | 19220.3843 | 1
125365 | SPX100A1-4A1N1 | Frequency invertor 3x400VAC, 75kW, 140A High overload, 90 kW, 170A, Low overload | 17759.8688 | 1
138652 | SPX100A1-5A4B1 | Frequency invertor 3x690VAC, 90kW, 100A High overload, 110 kW, 125A, Low overload | 29190.3532 | 1
125367 | SPX100A1-5A4N1 | Frequency invertor 3x690VAC, 90kW, 100A High overload, 110 kW, 125A, Low overload | 26157.1981 | 1
138605 | SPX100A2-2A1B1 | #N/A | 30114.1973 | 1
125369 | SPX100A2-2A1N1 | Frequency invertor 3x230VAC, 75kW, 245A High overload, 90 kW, 300A, Low overload | 27081.0422 | 1
138613 | SPX100A2-4A1B1 | Frequency invertor 3x400VAC, 75kW, 140A High overload, 90 kW, 170A, Low overload | 20675.0941 | 1
125370 | SPX100A2-4A1N1 | Frequency invertor 3x400VAC, 75kW, 140A High overload, 90 kW, 170A, Low overload | 19214.5786 | 1
129596 | SPX100A2-5A4B1 | Frequency invertor 3x690VAC, 90kW, 100A High overload, 110 kW, 125A, Low overload | 33423.4896 | 1
125372 | SPX100A2-5A4N1 | Frequency invertor 3x690VAC, 90kW, 100A High overload, 110 kW, 125A, Low overload | 30390.3345 | 1
134489 | SPX125A1-4A1B1 | Frequency invertor 3x400VAC, 90kW, 170A High overload, 110 kW, 205A, Low overload | 22431.6138 | 1
125669 | SPX125A1-4A1N1 | Frequency invertor 3x400VAC, 90kW, 170A High overload, 110 kW, 205A, Low overload | 21076.0555 | 1
138653 | SPX125A1-5A4B1 | Frequency invertor 3x690VAC, 110kW, 125A High overload, 132 kW, 144A, Low overload | 31844.6814 | 1
125375 | SPX125A1-5A4N1 | Frequency invertor 3x690VAC, 110kW, 125A High overload, 132 kW, 144A, Low overload | 28811.5263 | 1
138614 | SPX125A2-4A1B1 | Frequency invertor 3x400VAC, 90kW, 170A High overload, 110 kW, 205A, Low overload | 23991.2808 | 1
125377 | SPX125A2-4A1N1 | Frequency invertor 3x400VAC, 90kW, 170A High overload, 110 kW, 205A, Low overload | 22530.7652 | 1
129597 | SPX125A2-5A4B1 | Frequency invertor 3x690VAC, 110kW, 125A High overload, 132 kW, 144A, Low overload | 36077.8178 | 1
125379 | SPX125A2-5A4N1 | Frequency invertor 3x690VAC, 110kW, 125A High overload, 132 kW, 144A, Low overload | 33044.6627 | 1
129701 | SPX150A1-4A1B1 | Frequency invertor 3x400VAC, 110kW, 205A High overload, 132 kW, 261A, Low overload | 28363.0301 | 1
125381 | SPX150A1-4A1N1 | Frequency invertor 3x400VAC, 110kW, 205A High overload, 132 kW, 261A, Low overload | 25329.875 | 1
138654 | SPX150A1-5A4B1 | Frequency invertor 3x690VAC, 132kW, 144A High overload, 160 kW, 170A, Low overload | 35160.8681 | 1
125383 | SPX150A1-5A4N1 | Frequency invertor 3x690VAC, 132kW, 144A High overload, 160 kW, 170A, Low overload | 32127.713 | 1
138615 | SPX150A2-4A1B1 | Frequency invertor 3x400VAC, 110kW, 205A High overload, 132 kW, 261A, Low overload | 32596.1665 | 1
125385 | SPX150A2-4A1N1 | Frequency invertor 3x400VAC, 110kW, 205A High overload, 132 kW, 261A, Low overload | 29563.0114 | 1
129598 | SPX150A2-5A4B1 | Frequency invertor 3x690VAC, 132kW, 144A High overload, 160 kW, 170A, Low overload | 39394.0045 | 1
125387 | SPX150A2-5A4N1 | Frequency invertor 3x690VAC, 132kW, 144A High overload, 160 kW, 170A, Low overload | 36360.8494 | 1
138655 | SPX175A1-5A4B1 | Frequency invertor 3x690VAC, 160kW, 170A High overload, 200 kW, 208A, Low overload | 38752.8291 | 1
125389 | SPX175A1-5A4N1 | Frequency invertor 3x690VAC, 160kW, 170A High overload, 200 kW, 208A, Low overload | 35719.674 | 1
129599 | SPX175A2-5A4B1 | Frequency invertor 3x690VAC, 160kW, 170A High overload, 200 kW, 208A, Low overload | 42985.9656 | 1
125391 | SPX175A2-5A4N1 | Frequency invertor 3x690VAC, 160kW, 170A High overload, 200 kW, 208A, Low overload | 39952.8105 | 1
129600 | SPX200A0-5A2N1 | Frequency invertor 3x690VAC, 200kW, 208A High overload, 250 kW, 261A, Low overload | 45806.1213 | 1
134845 | SPX200A1-4A1B1 | Frequency invertor 3x400VAC, 132kW, 245A High overload, 160 kW, 300A, Low overload | 31678.9505 | 1
125670 | SPX200A1-4A1N1 | Frequency invertor 3x400VAC, 132kW, 245A High overload, 160 kW, 300A, Low overload | 29252.7653 | 1
125396 | SPX200A1-5A4N1 | Frequency invertor 3x690VAC, 200kW, 208A High overload, 250 kW, 261A, Low overload | 51156.1439 | 1
138616 | SPX200A2-4A1B1 | Frequency invertor 3x400VAC, 132kW, 245A High overload, 160 kW, 300A, Low overload | 36519.0568 | 1
125398 | SPX200A2-4A1N1 | Frequency invertor 3x400VAC, 132kW, 245A High overload, 160 kW, 300A, Low overload | 33485.9017 | 1
125400 | SPX200A2-5A4N1 | Frequency invertor 3x690VAC, 200kW, 208A High overload, 250 kW, 261A, Low overload | 54527.4854 | 1
133130 | SPX250A0-4A2B1 | Frequency invertor 3x400VAC, 160kW, 300A High overload, 200 kW, 385A, Low overload | 42540.3723 | 1
138630 | SPX250A0-4A2B2 | Frequency invertor 3x400VAC, 160kW, 300A High overload, 200 kW, 385A, Low overload | 43312.5405 | 1
125402 | SPX250A0-4A2N1 | Frequency invertor 3x400VAC, 160kW, 300A High overload, 200 kW, 385A, Low overload | 38222.3264 | 1
129601 | SPX250A0-4A2N1U | Frequency invertor 3x400VAC, 160kW, 300A High overload, 200 kW, 385A, Low overload | 40166.5356 | 1
138621 | SPX250A0-4A2N2 | Frequency invertor 3x400VAC, 160kW, 300A High overload, 200 kW, 385A, Low overload | 38994.4946 | 1
129602 | SPX250A0-5A2N1 | Frequency invertor 3x690VAC, 250kW, 261A High overload, 315 kW, 325A, Low overload | 54692.95 | 1
133131 | SPX250A1-4A4B1 | Frequency invertor 3x400VAC, 160kW, 300A High overload, 200 kW, 385A, Low overload | 40699.2852 | 1
125671 | SPX250A1-4A4N1 | Frequency invertor 3x400VAC, 160kW, 300A High overload, 200 kW, 385A, Low overload | 41848.7592 | 1
125407 | SPX250A1-5A4N1 | Frequency invertor 3x690VAC, 250kW, 261A High overload, 315 kW, 325A, Low overload | 60049.867 | 1
125672 | SPX250A2-4A4N1 | Frequency invertor 3x400VAC, 160kW, 300A High overload, 200 kW, 385A, Low overload | 45220.1008 | 1
125410 | SPX250A2-5A4N1 | Frequency invertor 3x690VAC, 250kW, 261A High overload, 315 kW, 325A, Low overload | 63414.3142 | 1
138617 | SPX300A0-4A2B1 | Frequency invertor 3x400VAC, 200kW, 385A High overload, 250 kW, 460A, Low overload | 47359.5292 | 1
138631 | SPX300A0-4A2B2 | Frequency invertor 3x400VAC, 200kW, 385A High overload, 250 kW, 460A, Low overload | 48131.6974 | 1
125412 | SPX300A0-4A2N1 | Frequency invertor 3x400VAC, 200kW, 385A High overload, 250 kW, 460A, Low overload | 43041.4833 | 1
129603 | SPX300A0-4A2N1U | Frequency invertor 3x400VAC, 200kW, 385A High overload, 250 kW, 460A, Low overload | 44172.1582 | 1
138622 | SPX300A0-4A2N2 | Frequency invertor 3x400VAC, 200kW, 385A High overload, 250 kW, 460A, Low overload | 43813.6515 | 1
129604 | SPX300A0-5A2N1 | Frequency invertor 3x690VAC, 315kW, 325A High overload, 355 kW, 385A, Low overload | 67344.0988 | 1
125673 | SPX300A1-4A4N1 | Frequency invertor 3x400VAC, 200kW, 385A High overload, 250 kW, 460A, Low overload | 46667.9161 | 1
125417 | SPX300A1-5A4N1 | Frequency invertor 3x690VAC, 315kW, 325A High overload, 355 kW, 385A, Low overload | 72694.1214 | 1
125419 | SPX300A2-4A4N1 | Frequency invertor 3x400VAC, 200kW, 385A High overload, 250 kW, 460A, Low overload | 50032.3633 | 1
125421 | SPX300A2-5A4N1 | Frequency invertor 3x690VAC, 315kW, 325A High overload, 355 kW, 385A, Low overload | 76065.463 | 1
129686 | SPX350A0-4A2B1 | Frequency invertor 3x400VAC, 250kW, 460A High overload, 250 kW, 520A, Low overload | 52178.6862 | 1
138632 | SPX350A0-4A2B2 | Frequency invertor 3x400VAC, 250kW, 460A High overload, 250 kW, 520A, Low overload | 52950.8544 | 1
125711 | SPX350A0-4A2N1 | Frequency invertor 3x400VAC, 250kW, 460A High overload, 250 kW, 520A, Low overload | 47860.6403 | 1
129605 | SPX350A0-4A2N1U | Frequency invertor 3x400VAC, 250kW, 460A High overload, 250 kW, 520A, Low overload | 47888.2177 | 1
138623 | SPX350A0-4A2N2 | Frequency invertor 3x400VAC, 250kW, 460A High overload, 250 kW, 520A, Low overload | 48632.8085 | 1
125424 | SPX350A1-4A4N1 | Frequency invertor 3x400VAC, 250kW, 460A High overload, 250 kW, 520A, Low overload | 51487.0731 | 1
125426 | SPX350A2-4A4N1 | Frequency invertor 3x400VAC, 250kW, 460A High overload, 250 kW, 520A, Low overload | 54851.5203 | 1
126869 | SPX350A2-4A4N2 | #N/A | 55623.6885 | 1
138618 | SPX400A0-4A2B1 | Frequency invertor 3x400VAC, 250kW, 520A High overload, 315 kW, 590A, Low overload | 58004.4195 | 1
138633 | SPX400A0-4A2B2 | Frequency invertor 3x400VAC, 250kW, 520A High overload, 315 kW, 590A, Low overload | 58776.5877 | 1
125428 | SPX400A0-4A2N1 | Frequency invertor 3x400VAC, 250kW, 520A High overload, 315 kW, 590A, Low overload | 52521.2269 | 1
129606 | SPX400A0-4A2N1V | Frequency invertor 3x400VAC, 250kW, 520A High overload, 315 kW, 590A, Low overload | 48915.4772 | 1
138624 | SPX400A0-4A2N2 | Frequency invertor 3x400VAC, 250kW, 520A High overload, 315 kW, 590A, Low overload | 53293.3952 | 1
129607 | SPX400A0-5A2N1 | Frequency invertor 3x690VAC, 355kW, 385A High overload, 450 kW, 460A, Low overload | 74272.9296 | 1
125432 | SPX400A1-4A4N1 | Frequency invertor 3x400VAC, 250kW, 520A High overload, 315 kW, 590A, Low overload | 59946.4516 | 1
125434 | SPX400A1-5A4N1 | Frequency invertor 3x690VAC, 355kW, 385A High overload, 450 kW, 460A, Low overload | 81698.1543 | 1
129608 | SPX450A0-5A2N1 | Frequency invertor 3x690VAC, 450kW, 460A High overload, 500 kW, 502A, Low overload | 86703.4589 | 1
125438 | SPX450A1-5A4N1 | Frequency invertor 3x690VAC, 450kW, 460A High overload, 500 kW, 502A, Low overload | 94128.6836 | 1
138619 | SPX500A0-4A2B1 | Frequency invertor 3x400VAC, 315kW, 590A High overload, 355 kW, 650A, Low overload | 63595.7447 | 1
138634 | SPX500A0-4A2B2 | Frequency invertor 3x400VAC, 315kW, 590A High overload, 355 kW, 650A, Low overload | 64367.9129 | 1
125440 | SPX500A0-4A2N1 | Frequency invertor 3x400VAC, 315kW, 590A High overload, 355 kW, 650A, Low overload | 58112.5521 | 1
129609 | SPX500A0-4A2N1V | Frequency invertor 3x400VAC, 315kW, 590A High overload, 355 kW, 650A, Low overload | 54506.8023 | 1
138625 | SPX500A0-4A2N2 | Frequency invertor 3x400VAC, 315kW, 590A High overload, 355 kW, 650A, Low overload | 58884.7203 | 1
129610 | SPX500A0-5A2N1 | Frequency invertor 3x690VAC, 500kW, 502A High overload, 560 kW, 590A, Low overload | 101002.3595 | 1
125444 | SPX500A1-4A4N1 | Frequency invertor 3x400VAC, 315kW, 590A High overload, 355 kW, 650A, Low overload | 65537.7768 | 1
125446 | SPX500A1-5A4N1 | Frequency invertor 3x690VAC, 500kW, 502A High overload, 560 kW, 590A, Low overload | 108427.5842 | 1
138620 | SPX550A0-4A2B1 | Frequency invertor 3x400VAC, 355kW, 650A High overload, 400 kW, 730A, Low overload | 70283.2729 | 1
138635 | SPX550A0-4A2B2 | Frequency invertor 3x400VAC, 355kW, 650A High overload, 400 kW, 730A, Low overload | 71055.4411 | 1
125674 | SPX550A0-4A2N1 | Frequency invertor 3x400VAC, 355kW, 650A High overload, 400 kW, 730A, Low overload | 64800.0803 | 1
129611 | SPX550A0-4A2N1V | Frequency invertor 3x400VAC, 355kW, 650A High overload, 400 kW, 730A, Low overload | 61194.3306 | 1
138626 | SPX550A0-4A2N2 | Frequency invertor 3x400VAC, 355kW, 650A High overload, 400 kW, 730A, Low overload | 65572.2486 | 1
129612 | SPX550A0-5A2N1 | Frequency invertor 3x690VAC, 560kW, 590A High overload, 630 kW, 650A, Low overload | 113743.135 | 1
125451 | SPX550A1-4A4N1 | Frequency invertor 3x400VAC, 355kW, 650A High overload, 400 kW, 730A, Low overload | 72218.4106 | 1
129687 | SPX600A0-4A2B1 | #N/A | 94346.763 | 1
138636 | SPX600A0-4A2B2 | #N/A | 95118.9312 | 1
125453 | SPX600A0-4A2N1 | Frequency invertor 3x400VAC, 400kW, 730A High overload, 450 kW, 820A, Low overload | 80491.6415 | 1
129613 | SPX600A0-4A2N1U | Frequency invertor 3x400VAC, 400kW, 730A High overload, 450 kW, 820A, Low overload | 79753.945 | 1
138627 | SPX600A0-4A2N2 | Frequency invertor 3x400VAC, 400kW, 730A High overload, 450 kW, 820A, Low overload | 81263.8097 | 1
129614 | SPX600A0-5A2N1 | Frequency invertor 3x690VAC, 630kW, 650A High overload, 710 kW, 750A, Low overload | 134253.853 | 1
138637 | SPX650A0-4A2B2 | #N/A | 106618.7221 | 1
125457 | SPX650A0-4A2N1 | Frequency invertor 3x400VAC, 450kW, 820A High overload, 500 kW, 920A, Low overload | 91991.4323 | 1
129615 | SPX650A0-4A2N1U | Frequency invertor 3x400VAC, 450kW, 820A High overload, 500 kW, 920A, Low overload | 91040.0107 | 1
138628 | SPX650A0-4A2N2 | Frequency invertor 3x400VAC, 450kW, 820A High overload, 500 kW, 920A, Low overload | 92763.6005 | 1
134970 | SPX700A0-4A2B2 | #N/A | 119842.181 | 1
125459 | SPX700A0-4A2N1 | Frequency invertor 3x400VAC, 500kW, 920A High overload, 560 kW, 1030A, Low overload | 101002.3595 | 1
129616 | SPX700A0-4A2N1U | Frequency invertor 3x400VAC, 500kW, 920A High overload, 560 kW, 1030A, Low overload | 101960.6754 | 1
138629 | SPX700A0-4A2N2 | Frequency invertor 3x400VAC, 500kW, 920A High overload, 560 kW, 1030A, Low overload | 101774.5277 | 1
129617 | SPX700A0-5A2N1 | Frequency invertor 3x690VAC, 710kW, 750A High overload, 800 kW, 820A, Low overload | 152896.1998 | 1
125463 | SPX800A0-4A2N1 | Frequency invertor 3x400VAC, 560kW, 1030A High overload, 630 kW, 1150A, Low overload | 119148.3124 | 1
129618 | SPX800A0-5A2N1 | Frequency invertor 3x690VAC, 800kW, 820A High overload, 900 kW, 920A, Low overload | 183086.5979 | 1
125467 | SPX900A0-4A2N1 | Frequency invertor 3x400VAC, 630kW, 1150A High overload, 710 kW, 1300A, Low overload | 143823.2233 | 1
129619 | SPX900A0-5A2N1 | Frequency invertor 3x690VAC, 900kW, 920A High overload, 1000 kW, 1030A, Low overload | 206975.5519 | 1
125471 | SPXF07A1-2A1B1 | Frequency invertor 3x230VAC, 0,55kW, 3,7A High overload, 0,75 kW, 4,8A, Low overload | 2178.6174 | 1
125473 | SPXF07A2-2A1B1 | Frequency invertor 3x230VAC, 0,55kW, 3,7A High overload, 0,75 kW, 4,8A, Low overload | 2378.5539 | 1
125475 | SPXF15A1-2A1B1 | Frequency invertor 3x230VAC, 1,1kW, 6,6A High overload, 1,5 kW, 7,8A, Low overload | 2344.0821 | 1
125675 | SPXF15A1-4A1B1 | Frequency invertor 3x400VAC, 1,1kW, 3,3A High overload, 1,5 kW, 4,3A, Low overload | 2371.6595 | 1
125478 | SPXF15A2-2A1B1 | Frequency invertor 3x230VAC, 1,1kW, 6,6A High overload, 1,5 kW, 7,8A, Low overload | 2550.9128 | 1
125480 | SPXF15A2-4A1B1 | Frequency invertor 3x400VAC, 1,1kW, 3,3A High overload, 1,5 kW, 4,3A, Low overload | 2578.4903 | 1
125482 | SPXH10A0-4A2N1 | Frequency invertor 3x400VAC, 710kW, 1300A High overload, 800 kW, 1450A, Low overload | 170207.9353 | 1
129620 | SPXH10A0-5A2N1 | Frequency invertor 3x690VAC, 1000kW, 1030A High overload, 1150 kW, 1180A, Low overload | 237565.8228 | 1
125486 | SPXH12A0-4A2N1 | Frequency invertor 3x400VAC, 900kW, 1600A High overload, 1000 kW, 1770A, Low overload | 229106.4443 | 1
129621 | SPXH13A0-5A2N1 | Frequency invertor 3x690VAC, 1300kW, 1300A High overload, 1500 kW, 1500A, Low overload | 294009.94 | 1
129622 | SPXH15A0-5A2N1 | Frequency invertor 3x690VAC, 1500kW, 1500A High overload, 1800 kW, 1900A, Low overload | 379727.5056 | 1
125492 | SPXH16A0-4A2N1 | Frequency invertor 3x400VAC, 1100kW, 1940A High overload, 1200 kW, 2150A, Low overload | 283861.4436 | 1
129623 | SPXH20A0-5A2N1 | Frequency invertor 3x690VAC, 1800kW, 1900A High overload, 2000 kW, 2250A, Low overload | 473607.9923 | 1
58874 | SQT1 | Emergency stop label | 5.2274 | 1
28101 | SRA01 | Screw adapter IP20 (B) | 6.6111 | 1
28100 | SRA10 | Screw adapter IP20 (M) | 6.6111 | 1
28099 | SRAL | Screw adapter IP20 (lamp socket) | 6.6111 | 1
196847 | SRCD1COD |  | 486.4294 | #N/A
196845 | SRSD1NOW |  | 208.6939 | #N/A
196846 | SRSW1NOW |  | 187.7722 | #N/A
58873 | SRT1 | Emergency stop label | 5.2274 | 1
79611 | SS5-ID0375 | Base, for CI floor standing distribution board, B=375mm | 163.8889 | 1
81984 | SS5-ID0750 | Base, for CI floor standing distribution board, B=750mm | 228.3424 | 1
84357 | SS5-ID1125 | #N/A | 134.1007 | 1
86730 | SS5-ID1500 | #N/A | 220.9758 | 1
171990 | SS-IP20-N | IP20 Kit for S811+N… | 19.874 | 1
171991 | SS-IP20-R | IP20 Kit for S811+R… | 20.9098 | 1
171992 | SS-IP20-TU | IP20 Kit for S811+T..., S811+U… | 68.0532 | 1
275422 | SS-KS-61005 | Set lock + key | 35.8614 | 1
231957 | S-SOND-KMS(*)-T0 | S-T0 key operated lock mechanism | 64.0201 | 1
86709 | S-T0 | S-T0 key operated lock mechanism | 55.015 | 1
48251 | STB13,5 | Cable-gland STB13,5 | #N/A | 20
50624 | STB16 | Cable-gland STB16 | #N/A | 1
55370 | STB21 | Cable-gland STB21 | #N/A | 1
57743 | STB29 | Cable-gland STB29 | #N/A | 10
62489 | STB36 | Cable-gland STB36 | #N/A | 10
219217 | STB3-CI | Cross strut kits | #N/A | 1
64862 | STB42 | Cable-gland STB42 | #N/A | 5
224557 | STB-M20F | Cable gland for ventilation IP56, M20 | #N/A | 1
224558 | STB-M25F | Cable gland for ventilation IP56, M25 | #N/A | 1
36307 | STBZ13,5 | Cable-gland STBZ13,5 | #N/A | 20
36308 | STBZ16 | Cable-gland STBZ16 | #N/A | 20
36309 | STBZ21 | Cable-gland STBZ21 | #N/A | 20
36310 | STBZ29 | Cable-gland STBZ29 | #N/A | 10
29968 | STI0,06(230/230) | Single-phase control, isolating and safety transformer 230/230V, P=0,06kVA | 107.6468 | 1
29977 | STI0,06(230/24) | Single-phase control, isolating and safety transformer 230/24V, P=0,06kVA | 107.6468 | 1
29975 | STI0,06(400/230) | Single-phase control, isolating and safety transformer 400/230V, P=0,06kVA | 107.6468 | 1
29971 | STI0,06(400/24) | Single-phase control, isolating and safety transformer 400/24V, P=0,06kVA | 107.6468 | 1
29976 | STI0,1(230/230) | Single-phase control, isolating and safety transformer 230/230V, P=0,1kVA | 121.9839 | 1
46883 | STI0,63(400/230) | Single-phase control, isolating and safety transformer 400/230V, P=0,63kVA | 302.6705 | 1
26641 | STI0,8(230/230) | Single-phase control, isolating and safety transformer 230/230V, P=0,8kVA | 334.5305 | 1
46889 | STI0,8(400/230) | Single-phase control, isolating and safety transformer 400/230V, P=0,8kVA | 334.5305 | 1
26642 | STI1,0(230/230) | Single-phase control, isolating and safety transformer 230/230V, P=1,0kVA | 368.686 | 1
46895 | STI1,0(400/230) | Single-phase control, isolating and safety transformer 400/230V, P=1,0kVA | 368.686 | 1
46918 | STI1,3(400/230) | Single-phase control, isolating and safety transformer 400/230V, P=1,3kVA | 468.7818 | 1
46952 | STI1,6(400/230) | Single-phase control, isolating and safety transformer 400/230V, P=1,6kVA | 651.1007 | 1
275427 | STL-1 | Support plate (set 1pair) | 6.5351 | 1
275428 | STL-2 | Support plate (set 1pair) | 7.526 | 1
204938 | STN0,06(*/*) | Single-phase control transformer, optional voltage, P=0,06kVA | 92.2226 | 1
204934 | STN0,06(230/230) | Single-phase control transformer 230/230V, P=0,06kVA | 83.4562 | 1
204935 | STN0,06(230/24) | Single-phase control transformer 230/24V, P=0,06kVA | 78.0029 | 1
204936 | STN0,06(400/230) | Single-phase control transformer 400/230V, P=0,06kVA | 71.2016 | 1
204937 | STN0,06(400/24) | Single-phase control transformer 400/24V, P=0,06kVA | 78.0029 | 1
204939 | STN0,1(*/*) | Single-phase control transformer, optional voltage, P=0,1kVA | 113.8222 | 1
204940 | STN0,1(230/230) | Single-phase control transformer 230/230V, P=0,1kVA | 98.2261 | 1
204941 | STN0,1(230/24) | Single-phase control transformer 230/24V, P=0,1kVA | 89.8569 | 1
204942 | STN0,1(400/230) | Single-phase control transformer 400/230V, P=0,1kVA | 81.9885 | 1
204943 | STN0,1(400/24) | Single-phase control transformer 400/24V, P=0,1kVA | 88.0313 | 1
204944 | STN0,16(*/*) | Single-phase control transformer, optional voltage, P=0,16kVA | 133.8919 | 1
204945 | STN0,16(230/230) | Single-phase control transformer 230/230V, P=0,16kVA | 114.6368 | 1
204947 | STN0,16(230/24) | Single-phase control transformer 230/24V, P=0,16kVA | 103.4724 | 1
204948 | STN0,16(400/230) | Single-phase control transformer 400/230V, P=0,16kVA | 97.0311 | 1
204949 | STN0,16(400/24) | Single-phase control transformer 400/24V, P=0,16kVA | 97.0311 | 1
204950 | STN0,2(*/*) | Single-phase control transformer, optional voltage, P=0,2kVA | 156.9957 | 1
204951 | STN0,2(230/230) | Single-phase control transformer 230/230V, P=0,2kVA | 145.1746 | 1
204976 | STN0,2(230/24) | Single-phase control transformer 230/24V, P=0,2kVA | 113.9894 | 1
204977 | STN0,2(400/230) | Single-phase control transformer 400/230V, P=0,2kVA | 111.9451 | 1
204978 | STN0,2(400/24) | Single-phase control transformer 400/24V, P=0,2kVA | 111.5337 | 1
204979 | STN0,25(*/*) | Single-phase control transformer, optional voltage, P=0,25kVA | 169.3384 | 1
221508 | STN0,25(230/24) | Single-phase control transformer 230/24V, P=0,25kVA | 152.933 | 1
204980 | STN0,25(400/230) | Single-phase control transformer 400/230V, P=0,25kVA | 128.3169 | 1
221509 | STN0,25(400/24) | Single-phase control transformer 400/24V, P=0,25kVA | 156.0443 | 1
204981 | STN0,315(*/*) | Single-phase control transformer, optional voltage, P=0,315kVA | 179.9196 | 1
221510 | STN0,315(230/24) | Single-phase control transformer 230/24V, P=0,315kVA | 166.587 | 1
204982 | STN0,315(400/230) | Single-phase control transformer 400/230V, P=0,315kVA | 136.1804 | 1
221511 | STN0,315(400/24) | Single-phase control transformer 400/24V, P=0,315kVA | 163.0128 | 1
204983 | STN0,4(*/*) | Single-phase control transformer, optional voltage, P=0,4kVA | 199.4364 | 1
221513 | STN0,4(230/24) | Single-phase control transformer 230/24V, P=0,4kVA | 182.2081 | 1
204984 | STN0,4(400/230) | Single-phase control transformer 400/230V, P=0,4kVA | 148.3688 | 1
221514 | STN0,4(400/24) | Single-phase control transformer 400/24V, P=0,4kVA | 181.9381 | 1
204985 | STN0,5(*/*) | Single-phase control transformer, optional voltage, P=0,5kVA | 208.102 | 1
221515 | STN0,5(230/24) | Single-phase control transformer 230/24V, P=0,5kVA | 195.7079 | 1
204986 | STN0,5(400/230) | Single-phase control transformer 400/230V, P=0,5kVA | 164.697 | 1
221516 | STN0,5(400/24) | Single-phase control transformer 400/24V, P=0,5kVA | 196.0036 | 1
204987 | STN0,63(*/*) | Single-phase control transformer, optional voltage, P=0,63kVA | #N/A | 1
221517 | STN0,63(230/24) | Single-phase control transformer 230/24V, P=0,63kVA | 218.3232 | 1
204988 | STN0,63(400/230) | Single-phase control transformer 400/230V, P=0,63kVA | 189.8709 | 1
221518 | STN0,63(400/24) | Single-phase control transformer 400/24V, P=0,63kVA | 218.3232 | 1
204989 | STN0,8(*/*) | Single-phase control transformer, optional voltage, P=0,8kVA | 314.1193 | 1
221519 | STN0,8(230/24) | Single-phase control transformer 230/24V, P=0,8kVA | 304.2824 | 1
204990 | STN0,8(400/230) | Single-phase control transformer 400/230V, P=0,8kVA | 264.6233 | 1
221520 | STN0,8(400/24) | Single-phase control transformer 400/24V, P=0,8kVA | 304.2824 | 1
204991 | STN1,0(*/*) | Single-phase control transformer, optional voltage, P=1,0kVA | 335.9382 | 1
221521 | STN1,0(230/24) | Single-phase control transformer 230/24V, P=1,0kVA | 321.847 | 1
204992 | STN1,0(400/230) | Single-phase control transformer 400/230V, P=1,0kVA | 296.2747 | 1
221522 | STN1,0(400/24) | Single-phase control transformer 400/24V, P=1,0kVA | 321.847 | 1
204993 | STN1,3(*/*) | Single-phase control transformer, optional voltage, P=1,3kVA | 401.7716 | 1
221523 | STN1,3(400/230) | Single-phase control transformer 400/230V, P=1,3kVA | 368.0894 | 1
204994 | STN1,6(*/*) | Single-phase control transformer, optional voltage, P=1,6kVA | 466.7513 | 1
221524 | STN1,6(400/230) | Single-phase control transformer 400/230V, P=1,6kVA | 425.349 | 1
204995 | STN2,0(*/*) | Single-phase control transformer, optional voltage, P=2,0kVA | 565.1411 | 1
221525 | STN2,0(400/230) | Single-phase control transformer 400/230V, P=2,0kVA | 523.9256 | 1
204996 | STN2,5(*/*) | Single-phase control transformer, optional voltage, P=2,5kVA | 889.6186 | 1
221526 | STN2,5(400/230) | Single-phase control transformer 400/230V, P=2,5kVA | 843.6091 | 1
204997 | STN3,0(*/*) | Single-phase control transformer, optional voltage, P=3,0kVA | 1051.575 | 1
221527 | STN3,0(400/230) | Single-phase control transformer 400/230V, P=3,0kVA | 1024.679 | 1
204998 | STN4,0(*/*) | Single-phase control transformer, optional voltage, P=4,0kVA | 1176.1759 | 1
221528 | STN4,0(400/230) | Single-phase control transformer 400/230V, P=4,0kVA | 1138.6959 | 1
69608 | STO-SW | Set of accessories, without float for rod operation | 87.0204 | 1
280977 | ST-P5-125/160 | Control cable terminal | 7.5009 | 1
280978 | ST-P5-250/315 | Control cable terminal | 9.6458 | 1
72493 | STR50-ID | #N/A | 30.3047 | 1
74866 | STR75-ID | Support strut to base SS, L=736mm | 28.0475 | 1
201064 | STZ13,3(*/*) | Single-phase control, isolating and safety transformer, optional voltage, P=13,3kVA | 3817.4927 | 1
201060 | STZ5,3(*/*) | Single-phase control, isolating and safety transformer, optional voltage, P=5,3kVA | 2283.7955 | 1
201062 | STZ8,3(*/*) | Single-phase control, isolating and safety transformer, optional voltage, P=8,3kVA | 3038.3537 | 1
231969 | SVA(*)-SOND-KMS(*)-T3 | SVA-T3 cylinder lock | 116.4021 | 1
231971 | SVA(*)-SOND-SA(*)-T3 | SVA-T3 cylinder lock | 145.8664 | 1
231967 | SVA-SOND-KMS(*)-T3 | SVA-T3 cylinder lock | 96.0317 | 1
50974 | SVA-T3 | SVA-T3 cylinder lock | 83.3504 | 1
172840 | SVB-P1/M | Main switch assembly P1 | 15.1073 | 1
52999 | SVB-P3 | Main switch assembly P3, T5, T5B | 17.1593 | 1
172841 | SVB-P3/M | Main switch assembly P3 | 19.5651 | 1
223066 | SVB-PKZ0-SOND506 | #N/A | 35.184 | 1
225526 | SVB-PKZ4-CI | Padlocking feature CI-K4-PKZ4 | 25.7351 | 1
172842 | SVB-SW-P1/M | Main switch assembly P1 | 19.0177 | 1
62491 | SVB-SW-P3 | Main switch assembly P3, T5, T5B | 19.116 | 1
172843 | SVB-SW-P3/M | Main switch assembly P3 | 18.6364 | 1
60265 | SVB-SW-T0 | Main switch assembly T0, T3, P1 | 12.2047 | 1
207611 | SVB-SW-T6-160 | Main switch assembly T6 | 61.6755 | 1
207613 | SVB-SW-T8 | Main switch assembly T8 | 121.5448 | 1
57892 | SVB-T0 | Main switch assembly T0, T3, P1 | 10.9503 | 1
207610 | SVB-T6-160 | Main switch assembly T6 | 61.6755 | 1
207612 | SVB-T8 | Main switch assembly T8 | 121.5448 | 1
50975 | SVC-T3 | SVC-T3 cylinder lock | 32.1862 | 1
2323 | SVCU20X5 | #N/A | 4.0766 | 1
129001 | SVDRIVECABLE | Programing cable | 125.6989 | 1
2066 | SVS250630-5 | Busbar assembly for 2 SA boxes SKA | 127.6068 | 1
138348 | SVX020A1-2A1B1 | Frequency invertor 3x230VAC; 15kW; 61A High overload; 18,5 kW; 75A; Low overload | 6393.0721 | 1
138349 | SVX025A1-2A1B1 | Frequency invertor 3x230VAC; 18,5kW; 75A High overload; 22 kW; 88A; Low overload | 7859.3092 | 1
125691 | SVX025A1-4A1B1 |  | 6427.817 | 1
138443 | SVX030A1-4A1B2 |  | 7796.7683 | 1
135242 | SVX125A1-4A1B1 | Frequency invertor 3x400VAC; 90kW; 170A High overload; 110 kW; 205A; Low overload | 22338.1784 | 1
131317 | SVXF15A1-4A1B2 | Frequency invertor 3x400VAC; 1,1kW; 3,3A High overload; 1,5 kW; 4,3A; Low overload | 2383.504 | 1
88594 | SW | Floating switch, IP65 | 170.9013 | 1
178150 | SWD4-0S |  | 8.7871 | #N/A
116026 | SWD4-100LF8-24 | SWD, Flat cable, 100 m, 8-pole | 264.7646 | 1
184485 | SWD4-100LR4P | Supply cable for SWD modules IP67 EU6E, EU8E, 100m, not prefabricated | 1715.1066 | #N/A
116029 | SWD4-10LF8-24-2S | SWD, Flat cable, 10 m, 8-pole with flat cable plug | 60.5396 | 1
183226 | SWD4-10LR4P-2R | Supply cable for SWD modules IP67 EU6E,EU8E, 10m, 7/8" right-angle plug and 7/8" right-angle socket | 265.3056 | #N/A
183216 | SWD4-10LR4P-2S | Supply cable for SWD modules IP67 EU6E, EU8E, 10m, 7/8" plug and 7/8" socket | 259.1761 | #N/A
183201 | SWD4-10LR4P-R | Supply cable for SWD modules IP67 EU6E, EU8E, 10m, not prefabricated and 7/8" right-angle socket | 221.9033 | #N/A
183206 | SWD4-10LR4P-S | Supply cable for SWD modules IP67 EU6E, EU8E, 10m, not prefabricated and 7/8" socket | 218.6837 | #N/A
174769 | SWD4-10LR5-2S | SWD, round cable with M12 connectors on both sides, 10m, 5-wire | 147.9172 | 1
183220 | SWD4-1LR4P-2R | Supply cable for SWD modules IP67 EU6E,EU8E, 1m, 7/8" right-angle plug and 7/8" right-angle socket | 128.0402 | #N/A
183210 | SWD4-1LR4P-2S | Supply cable for SWD modules IP67 EU6E, EU8E, 1m, 7/8" plug and 7/8" socket | 121.9725 | #N/A
179545 | SWD4-1LR5-1-2S | SWD, Round cable with M12 connectors on both sides, 1m, 5-wire, direct mounting | 79.6904 | 1
174763 | SWD4-1LR5-2S | SWD, round cable with M12 connectors on both sides, 1m, 5-wire | 69.1513 | 1
174697 | SWD4-1LR5-S | SWD, Round cable with M12 connector on one side, 1m, 5-wire | 56.0853 | 1
183221 | SWD4-1M5LR4P-2R | Supply cable for SWD modules IP67 EU6E,EU8E, 1.5m, 7/8" right-angle plug and 7/8" right-angle socket | 135.7176 | #N/A
183211 | SWD4-1M5LR4P-2S | Supply cable for SWD modules IP67 EU6E, EU8E, 1.5m, 7/8" plug and 7/8" socket | 129.588 | #N/A
174764 | SWD4-1M5LR5-2S | SWD, round cable with M12 connectors on both sides, 1.5m, 5-wire | 73.0958 | 1
183227 | SWD4-20LR4P-2R | Supply cable for SWD modules IP67 EU6E,EU8E, 20m, 7/8" right-angle plug and 7/8" right-angle socket | 443.8684 | #N/A
183217 | SWD4-20LR4P-2S | Supply cable for SWD modules IP67 EU6E, EU8E, 20m, 7/8" plug and 7/8" socket | 437.3054 | #N/A
183202 | SWD4-20LR4P-R | Supply cable for SWD modules IP67 EU6E, EU8E, 20m, not prefabricated and 7/8" right-angle socket | 383.8728 | #N/A
183207 | SWD4-20LR4P-S | Supply cable for SWD modules IP67 EU6E, EU8E, 20m, not prefabricated and 7/8" socket | 380.6532 | #N/A
174770 | SWD4-20LR5-2S | SWD, round cable with M12 connectors on both sides, 20m, 5-wire | 279.0705 | 1
184486 | SWD4-25LR4P | Supply cable for SWD modules IP67 EU6E, EU8E, 25m, not prefabricated | 441.0203 | #N/A
183222 | SWD4-2LR4P-2R | Supply cable for SWD modules IP67 EU6E,EU8E, 2m, 7/8" right-angle plug and 7/8" right-angle socket | 143.3332 | #N/A
183212 | SWD4-2LR4P-2S | Supply cable for SWD modules IP67 EU6E, EU8E, 2m, 7/8" plug and 7/8" socket | 137.2036 | #N/A
183198 | SWD4-2LR4P-R | Supply cable for SWD modules IP67 EU6E, EU8E, 2m, not prefabricated and 7/8" right-angle socket | 86.8667 | #N/A
183203 | SWD4-2LR4P-S | Supply cable for SWD modules IP67 EU6E, EU8E, 2m, not prefabricated and 7/8" socket | 94.3584 | #N/A
179546 | SWD4-2LR5-1-2S | SWD, Round cable with M12 connectors on both sides, 2m, 5-wire, direct mounting | 95.4066 | 1
174765 | SWD4-2LR5-2S | SWD, round cable with M12 connectors on both sides, 2m, 5-wire | 77.0402 | 1
174698 | SWD4-2LR5-S | SWD, Round cable with M12 connector on one side, 2m, 5-wire | 63.9126 | 1
116027 | SWD4-3LF8-24-2S | SWD, Flat cable, 3 m, 8-pole with flat cable plug | 30.7942 | 1
183223 | SWD4-3LR4P-2R | Supply cable for SWD modules IP67 EU6E,EU8E, 3m, 7/8" right-angle plug and 7/8" right-angle socket | 158.5642 | #N/A
183213 | SWD4-3LR4P-2S | Supply cable for SWD modules IP67 EU6E, EU8E, 3m, 7/8" plug and 7/8" socket | 152.4347 | #N/A
174766 | SWD4-3LR5-2S | SWD, round cable with M12 connectors on both sides, 3m, 5-wire | 84.9292 | 1
183224 | SWD4-4LR4P-2R | Supply cable for SWD modules IP67 EU6E,EU8E, 4m, 7/8" right-angle plug and 7/8" right-angle socket | 173.7953 | #N/A
183214 | SWD4-4LR4P-2S | Supply cable for SWD modules IP67 EU6E, EU8E, 4m, 7/8" plug and 7/8" socket | 167.7277 | #N/A
183199 | SWD4-4LR4P-R | Supply cable for SWD modules IP67 EU6E, EU8E, 4m, not prefabricated and 7/8" right-angle socket | 117.3908 | #N/A
183204 | SWD4-4LR4P-S | Supply cable for SWD modules IP67 EU6E, EU8E, 4m, not prefabricated and 7/8" socket | 121.4772 | #N/A
174767 | SWD4-4LR5-2S | SWD, round cable with M12 connectors on both sides, 4m, 5-wire | 92.8181 | 1
184487 | SWD4-50LR4P | Supply cable for SWD modules IP67 EU6E, EU8E, 50m, not prefabricated | 833.1278 | #N/A
116030 | SWD4-50LR8-24 | SWD, Round cable, 50 m, 8-pole | 331.8463 | 1
116028 | SWD4-5LF8-24-2S | SWD, Flat cable, 5 m, 8-pole with flat cable plug | 39.3257 | 1
183225 | SWD4-5LR4P-2R | Supply cable for SWD modules IP67 EU6E,EU8E, 5m, 7/8" right-angle plug and 7/8" right-angle socket | 200.8522 | #N/A
183215 | SWD4-5LR4P-2S | Supply cable for SWD modules IP67 EU6E, EU8E, 5m, 7/8" plug and 7/8" socket | 194.413 | #N/A
174768 | SWD4-5LR5-2S | SWD, round cable with M12 connectors on both sides, 5m, 5-wire | 108.5343 | 1
183200 | SWD4-6LR4P-R | Supply cable for SWD modules IP67 EU6E, EU8E, 6m, not prefabricated and 7/8" right-angle socket | 157.1402 | #N/A
183205 | SWD4-6LR4P-S | Supply cable for SWD modules IP67 EU6E, EU8E, 6m, not prefabricated and 7/8" socket | 153.9206 | #N/A
121377 | SWD4-8FRF-10 | SWD, Adapter flat connector / round cable | 56.8965 | 1
116023 | SWD4-8MF2 | SWD, Flat plug, 8-pole | 3.048 | 10
116022 | SWD4-8SF2-5 | SWD, Device connector, 8-pole | 11.6591 | 10
116024 | SWD4-8SFF2-5 | SWD, Flat plug coupling, 8-pole | 21.0979 | 1
174751 | SWD4-ACAP-10 | SWD, Cover cap with monitoring function for M12 plug | 69.1513 | 1
116025 | SWD4-CRP-1 | SWD, Crimping tool for device connector | 1011.4312 | 1
116699 | SWD4-CRP-2 | SWD, Crimping tool for flat plug | 1238.6411 | 1
168880 | SWD4-FFR-PF1-1 | Power supply module SW-DT for MCC | 363.0752 | 1
168881 | SWD4-FFR-ST1-1 | Cable adapter SW-DT for MCC | 71.8833 | 1
174760 | SWD4-M1LR5-2S | SWD, round cable with M12 connectors on both sides, 0.1m, 5-wire | 63.9126 | 1
183155 | SWD4-M1LR5-RS | SWD; Round cable with M12 connectors on both sides, 0.1m, 5-wire | 44.3311 | #N/A
183218 | SWD4-M3LR4P-2R | Supply cable for SWD modules IP67 EU6E,EU8E, 0.3m, 7/8" right-angle plug and 7/8" right-angle socket | 117.3908 | #N/A
183208 | SWD4-M3LR4P-2S | Supply cable for SWD modules IP67 EU6E, EU8E, 0.3m, 7/8" plug and 7/8" socket | 111.3231 | #N/A
179543 | SWD4-M3LR5-1-2S | SWD, Round cable with M12 connectors on both sides, 0.3m, 5-wire, direct mounting | 79.6904 | 1
174761 | SWD4-M3LR5-2S | SWD, round cable with M12 connectors on both sides, 0.3m, 5-wire | 65.515 | 1
174771 | SWD4-M3LR5-S | SWD, Round cable with M12 connector and free end, 0.3m, 5-wire | 48.1347 | 1
183219 | SWD4-M6LR4P-2R | Supply cable for SWD modules IP67 EU6E,EU8E, 0.6m, 7/8" right-angle plug and 7/8" right-angle socket | 121.9725 | #N/A
183209 | SWD4-M6LR4P-2S | Supply cable for SWD modules IP67 EU6E, EU8E, 0.6m, 7/8" plug and 7/8" socket | 115.8429 | #N/A
179544 | SWD4-M6LR5-1-2S | SWD, Round cable with M12 connectors on both sides, 0.6m, 5-wire, direct mounting | 84.9292 | 1
174762 | SWD4-M6LR5-2S | SWD, round cable with M12 connectors on both sides, 0.6m, 5-wire | 67.5489 | 1
174772 | SWD4-M6LR5-S | SWD, Round cable with M12 connector and free end, 0.6m, 5-wire | 53.4351 | 1
174752 | SWD4-PCAP-F | SWD, Cover cap for M12 plug | 27.1798 | 1
174753 | SWD4-PCAP-M | SWD, Cover cap for M12 plug | 27.1798 | 1
184489 | SWD4-PCAPP-F | SWD, Cap for 7/8" socket | 15.293 | #N/A
184490 | SWD4-PCAPP-M | SWD, Cap for 7/8" plug | 15.293 | #N/A
174758 | SWD4-PRF5-1-S | SWD, 5-pole M12 socket with prefabricated cables, 1 m | 79.6904 | 1
179541 | SWD4-PRF5-2-S | SWD, 5-pole M12 socket with prefabricated cables, 0.15 m | 74.39 | 1
174759 | SWD4-PRM5-1-S | SWD, 5-pole M12 plug with prefabricated cables, 1 m | 79.6904 | 1
179542 | SWD4-PRM5-2-S | SWD, 5-pole M12 plug with prefabricated cables, 0.15 m | 74.39 | 1
174754 | SWD4-RC5-10 | SWD, M12 SWD bus termination resistor | 85.792 | 1
116020 | SWD4-RC8-10 | SWD, Bus termination | 33.0391 | 1
116021 | SWD4-SEL8-10 | SWD, Device connector cable jumper, front | 8.4918 | 5
183228 | SWD4-SF4P-67 | SWD, 4-pole socket, srew terminal | 74.0503 | #N/A
183229 | SWD4-SF4P-67R | SWD, 4-pole right-angle socket, srew terminal | 83.3376 | #N/A
179547 | SWD4-SF5-67 | SWD, 5-pole socket, straight | 84.9292 | 1
116031 | SWD4-SF8-20 | SWD, Enclosure feed-through socket for M22 | 47.0375 | 1
116033 | SWD4-SF8-67 | SWD, Socket, straight, 8-pole | 30.8942 | 1
174756 | SWD4-SFL8-12 | SWD; feed-through socket for transition from 8-conductor ribbon to 5-conduicor round cable | 130.3427 | 1
121380 | SWD4-SFL8-20 | SWD, Control panel feed-through socket | 136.5341 | 1
183230 | SWD4-SM4P-67 | SWD, 4-pole plug, srew terminal | 74.0503 | #N/A
183231 | SWD4-SM4P-67R | SWD, 4-pole right-angle plug, srew terminal | 83.3376 | #N/A
179548 | SWD4-SM5-67 | SWD, 5-pole plug, straight | 84.9292 | 1
116032 | SWD4-SM8-20 | SWD, Enclosure feed-through plug for M22 | 47.0375 | 1
116034 | SWD4-SM8-67 | SWD, Plug, straight, 8-pole | 31.629 | 1
174757 | SWD4-SML5-12 | SWD, M12 plug/socket | 79.6904 | 1
174755 | SWD4-SML8-12 | SWD; feed-through plug for transition from 5-conductor round to 8-conduicor ribbon cable | 227.0235 | 1
121381 | SWD4-SML8-20 | SWD, Control panel feed-through plug | 138.679 | 1
174707 | SWD4-SP-3084 | SWD, splitter, M12 plug into 2x M8 sockets, 3-pole | 105.9457 | 1
174706 | SWD4-SP-4082 | SWD, splitter, M12 plug into 2x M8 sockets, 4-pole, I/O on pin 2 | 105.9457 | 1
174705 | SWD4-SP-4084 | SWD, splitter, M12 plug into 2x M8 sockets, 4-pole, I/O on pin 4 | 105.9457 | 1
174704 | SWD4-SP-4122 | SWD, splitter, M12 plug into 2x M12 sockets, I/O on pin 2 | 84.9292 | 1
174703 | SWD4-SP-4124 | SWD, splitter, M12 plug into 2x M12 sockets, I/O on pin 4 | 84.9292 | 1
140379 | SW-GALILEO | HMI-PLC Software | 2978.1246 | 1
171500 | SW-GALILEO-S | HMI-PLC Software - Single User Licence | 1250.3553 | 1
32152 | SWHDP-ID | #N/A | 7.1246 | 1
106125 | SWIRE-DIL-MTB | #N/A | 44.492 | 90
106124 | SWIRE-GW-BR-MTB | #N/A | 273.2313 | 53
106126 | SWIRE-PF-MTB | #N/A | 83.1992 | 53
LBS1 | SWITCH DISCONNECTOR 660V | NH fuse switch disconnector, 690V, 250A, size 1 | 581.1456 | #N/A
15541 | SWRL25-ID | #N/A | 33.2774 | 1
17914 | SWRL50-ID | #N/A | 64.7988 | 1
20287 | SWRL75-ID | Side wall, for cabling box, H=750mm | 88.0431 | 1
142583 | SW-XSOFT-CODESYS-2-M | Software for PLC (version 2), multilicense | 2025.4863 | 1
142582 | SW-XSOFT-CODESYS-2-S | Software for PLC (version 2), single user license | 1177.9815 | 1
171887 | SW-XSOFT-CODESYS-3-M | Software for PLC (version 3), multilicense | 2025.4863 | 1
171886 | SW-XSOFT-CODESYS-3-S | Software for PLC (version 3), single user license | 1214.7335 | 1
125609 | SYS-10M | #N/A | 292.9037 | 1
125610 | SYS-1M | #N/A | 76.7129 | 1
125611 | SYS-2M | #N/A | 97.6346 | 1
125612 | SYS-4M | #N/A | 153.4258 | 1
9880 | T0-10-15292/E | Control switch, 20A | 128.222 | 1
9917 | T0-10-8366/E | Control switch, 20A | 118.3607 | 1
9922 | T0-10-8374/E |  | 121.5081 | 1
9937 | T0-10-8485/E | Control switch, 20A | 118.3607 | 1
88709 | T0-1-102/E | On/Off switch, 2-pole, 20A | 25.3795 | 1
203483 | T0-1-102/E/SVB | Main switch, 2-pole, 20A | 38.3393 | 1
91078 | T0-1-102/EA/SVB | Main switch, 2-pole, 20A | 45.1792 | 1
9046 | T0-1-102/E-RT | On/Off switch, 2-pole, 20A | 25.1867 | 1
91082 | T0-1-102/EZ | On/Off switch, 2-pole, 20A | 27.5909 | 1
14933 | T0-1-102/EZ/S | On/Off switch, 2-pole, 20A | 83.4414 | 1
207061 | T0-1-102/I1 | On/Off switch, 2-pole, 20A | 40.795 | 1
207063 | T0-1-102/I1/S | On/Off switch, 2-pole, 20A | 97.2754 | 1
207143 | T0-1-102/I1/SVB | Main switch, 2-pole, 20A | 49.062 | 1
207144 | T0-1-102/I1/SVB-SW | Main switch, 2-pole, 20A | 49.4991 | 1
207062 | T0-1-102/I1-RT | On/Off switch, 2-pole, 20A | 40.795 | 1
15147 | T0-1-102/IVS | On/Off switch, 2-pole, 20A | 30.5352 | 1
79583 | T0-1-102/IVS-RT | On/Off switch, 2-pole, 20A | 30.5352 | 1
22330 | T0-1-102/V/SVB-SW | Main switch, 2-pole, 20A | 49.8334 | 1
200028 | T0-1-102/XES | On/Off switch, 2-pole, 20A | 17.1125 | 1
5736 | T0-1-102/XZ | On/Off switch, 2-pole, 20A | 24.2996 | 1
14971 | T0-1-102/Z/S | On/Off switch, 2-pole, 20A | 86.8741 | 1
9047 | T0-1-140/E | Control switch, 20A | 26.3567 | 1
9055 | T0-1-141/EZ | Control switch, 20A | 31.1523 | 1
9068 | T0-1-15002/E | Control switch, 20A | 28.8895 | 1
9074 | T0-1-15023/E | Control switch, 20A | 28.8895 | 1
9075 | T0-1-15023/EZ | Control switch, 20A | 31.1523 | 1
9079 | T0-1-15023/Z | Control switch, 20A | 34.3022 | 1
9123 | T0-1-15061/EZ | Control switch, 20A | 28.2081 | 1
9157 | T0-1-15075/Z | Control switch, 20A | 34.3022 | 1
76812 | T0-1-15108/E | Control switch, 20A | 26.3567 | 1
218151 | T0-1-15108/I1 | Control switch, 20A | 41.5535 | 1
83932 | T0-1-15108/Z | Control switch, 20A | 32.0394 | 1
9172 | T0-1-15110/E | #N/A | 26.3567 | 1
15126 | T0-1-15111/Z | Control switch, 20A | 32.0394 | 1
86320 | T0-1-15113/E | Control switch, 20A | 26.3567 | 1
88693 | T0-1-15113/EZ | Control switch, 20A | 28.2081 | 1
9180 | T0-1-15180/E | Control switch, 20A | 28.8895 | 1
9194 | T0-1-15301/E | Control switch, 20A | 26.3567 | 1
9195 | T0-1-15301/EZ | Control switch, 20A | 28.2081 | 1
86317 | T0-1-15321/E | On switch, 1-pole, 20A | 25.7395 | 1
88690 | T0-1-15321/EZ | On switch, 1-pole, 20A | 27.6552 | 1
207064 | T0-1-15321/I1 | On switch, 1-pole, 20A | 41.5535 | 1
10382 | T0-1-15322/E | On switch, 2-pole, 20A | 26.3567 | 1
12755 | T0-1-15322/EZ | On switch, 2-pole, 20A | 28.2081 | 1
207065 | T0-1-15322/I1 | On switch, 2-pole, 20A | 41.9007 | 1
17501 | T0-1-15322/IVS | On switch, 2-pole, 20A | 32.0394 | 1
9221 | T0-1-15331/EZ | Control switch, 20A | 28.2081 | 1
9232 | T0-1-15341/E | Control switch, 20A | 26.3567 | 1
41231 | T0-1-15351/EZ | Control switch, 20A | 27.6552 | 1
53096 | T0-1-15352/E | Control switch, 20A | 26.3567 | 1
55469 | T0-1-15352/EZ | Control switch, 20A | 28.2081 | 1
60215 | T0-1-15352/IVS | Control switch, 20A | 32.0394 | 1
9246 | T0-1-15362/E | Control switch, 20A | 28.8895 | 1
9247 | T0-1-15362/EZ | Control switch, 20A | 31.1523 | 1
81572 | T0-1-15366/E | On/Off momentary switch, 1-pole, 20A | 26.3567 | 1
83945 | T0-1-15366/EZ | On/Off momentary switch, 1-pole, 20A | 28.2081 | 1
207066 | T0-1-15366/I1 | On/Off momentary switch, 1-pole, 20A | 41.9007 | 1
91064 | T0-1-15366/Z | On/Off momentary switch, 1-pole, 20A | 32.0394 | 1
9259 | T0-1-15371/E | Control switch, 20A | 26.3567 | 1
38854 | T0-1-15401/E | On/Off switch, 1-pole, 20A | 25.7395 | 1
41227 | T0-1-15401/EZ | On/Off switch, 1-pole, 20A | 27.6552 | 1
207067 | T0-1-15401/I1 | On/Off switch, 1-pole, 20A | 41.5535 | 1
45973 | T0-1-15401/IVS | On/Off switch, 1-pole, 20A | 31.2809 | 1
9265 | T0-1-15401/XZ | On/Off switch, 1-pole, 20A | 25.0581 | 1
48346 | T0-1-15401/Z | On/Off switch, 1-pole, 20A | 31.2809 | 1
53092 | T0-1-15402/E | On/Off switch, 2-pole, 20A | 26.3567 | 1
55465 | T0-1-15402/EZ | On/Off switch, 2-pole, 20A | 28.2081 | 1
207068 | T0-1-15402/I1 | On/Off switch, 2-pole, 20A | 41.9007 | 1
60211 | T0-1-15402/IVS | On/Off switch, 2-pole, 20A | 32.0394 | 1
62584 | T0-1-15402/Z | On/Off switch, 2-pole, 20A | 32.0394 | 1
207069 | T0-1-15421/I1 | Changeover switch, 1-pole, 20A | 41.9007 | 1
12752 | T0-1-15421/IVS | Changeover switch, 1-pole, 20A | 32.0394 | 1
15125 | T0-1-15421/Z | Changeover switch, 1-pole, 20A | 32.0394 | 1
19872 | T0-1-15431/E | Changeover switch, 1-pole, 20A | 26.7809 | 1
22245 | T0-1-15431/EZ | Changeover switch, 1-pole, 20A | 28.2081 | 1
207070 | T0-1-15431/I1 | Manual/Auto switch, 1-pole, 20A | 41.9007 | 1
200040 | T0-1-15431/XES | Manual/Auto switch, 20A | 17.9225 | 1
5738 | T0-1-15431/XZ | Manual/Auto switch, 20A | 25.3924 | 1
29364 | T0-1-15431/Z | Manual/Auto switch, 1-pole, 20A | 32.0394 | 1
62586 | T0-1-15434/E | Manual/Auto switch, 1-pole, 20A | 26.3567 | 1
18053 | T0-1-15434/EZ | Manual/Auto switch, 1-pole, 20A | 28.2081 | 1
207071 | T0-1-15434/I1 | Manual/Auto switch, 1-pole, 20A | 41.9007 | 1
69705 | T0-1-15434/IVS | Manual/Auto switch, 1-pole, 20A | 32.0394 | 1
72078 | T0-1-15434/Z | Manual/Auto switch, 1-pole, 20A | 32.0394 | 1
9281 | T0-1-15441/E | Manual/Auto switch, 20A | 26.3567 | 1
9283 | T0-1-15441/EZ | Manual/Auto switch, 20A | 28.2081 | 1
218968 | T0-1-15441/I1 | Manual/Auto switch, 20A | 41.5535 | 1
9287 | T0-1-15441/XZ | Manual/Auto switch, 20A | 25.3924 | 1
9288 | T0-1-15441/Z | Manual/Auto switch, 20A | 32.0394 | 1
76824 | T0-1-15451/E | Manual/Auto switch, 1-pole, 20A | 26.3567 | 1
79197 | T0-1-15451/EZ | Manual/Auto switch, 1-pole, 20A | 28.2081 | 1
207072 | T0-1-15451/I1 | Manual/Auto switch, 1-pole, 20A | 41.9007 | 1
83943 | T0-1-15451/IVS | Manual/Auto switch, 1-pole, 20A | 32.0394 | 1
86316 | T0-1-15451/Z | Manual/Auto switch, 1-pole, 20A | 32.0394 | 1
9296 | T0-1-15471/E | Control switch, 20A | 26.3567 | 1
9302 | T0-1-15472/E | Control switch, 20A | 26.3567 | 1
9308 | T0-1-15481/E | Control switch, 20A | 26.1252 | 1
9314 | T0-1-15482/E | Control switch, 20A | 26.3567 | 1
9315 | T0-1-15482/EZ | Control switch, 20A | 28.2081 | 1
19875 | T0-1-15511/E | On/Off momentary switch, 1-pole, 20A | 26.3567 | 1
22248 | T0-1-15511/EZ | On/Off momentary switch, 1-pole, 20A | 28.2081 | 1
207073 | T0-1-15511/I1 | On/Off momentary switch, 1-pole, 20A | 41.9007 | 1
29367 | T0-1-15511/Z | On/Off momentary switch, 1-pole, 20A | 32.0394 | 1
62589 | T0-1-15521/E | Control switch, 20A | 26.3567 | 1
64962 | T0-1-15521/EZ | Control switch, 20A | 28.2081 | 1
9348 | T0-1-170/E | Control switch, 20A | 28.8895 | 1
9349 | T0-1-170/EZ | Control switch, 20A | 31.1523 | 1
222573 | T0-1-170/I1 | Control switch, 20A | 41.9007 | 1
9355 | T0-1-176/E | Control switch, 20A | 28.8895 | 1
10778 | T0-11-8274/EZ | Control switch, 20A | 128.222 | 1
9362 | T0-1-34/E | Control switch, 20A | 28.8895 | 1
9363 | T0-1-34/EZ | Control switch, 20A | 31.1523 | 1
9369 | T0-1-78/E | Control switch, 20A | 28.8895 | 1
9370 | T0-1-78/EZ | Control switch, 20A | 31.1523 | 1
9375 | T0-1-78/Z | Control switch, 20A | 34.3022 | 1
9383 | T0-1-8/E | Control switch, 20A | 28.8895 | 1
9394 | T0-1-8001/XZ | Control switch, 20A | 25.3924 | 1
9401 | T0-1-8002/Z | Control switch, 20A | 32.0394 | 1
9420 | T0-1-8158/E | Control switch, 20A | 26.3567 | 1
9450 | T0-1-8176/E | Control switch, 20A | 26.3567 | 1
9469 | T0-1-8185/EZ | Control switch, 20A | 28.2081 | 1
67352 | T0-1-8200/E | On/Off switch, 1-pole, 20A | 24.2738 | 1
53110 | T0-1-8200/EA/SVB | Main switch, 1-pole, 20A | 43.1992 | 1
55483 | T0-1-8200/EA/SVB-SW | Main switch, 1-pole, 20A | 43.1992 | 1
9474 | T0-1-8200/E-RT | On/Off switch, 1-pole, 20A | 24.0939 | 1
69725 | T0-1-8200/EZ | On/Off switch, 1-pole, 20A | 25.5981 | 1
207074 | T0-1-8200/I1 | On/Off switch, 1-pole, 20A | 39.4321 | 1
207145 | T0-1-8200/I1/SVB | Main switch, 1-pole, 20A | 47.982 | 1
207146 | T0-1-8200/I1/SVB-SW | Main switch, 1-pole, 20A | 47.5706 | 1
207075 | T0-1-8200/I1-RT | On/Off switch, 1-pole, 20A | 39.4321 | 1
74471 | T0-1-8200/IVS | On/Off switch, 1-pole, 20A | 28.8895 | 1
81956 | T0-1-8200/IVS-RT | On/Off switch, 1-pole, 20A | 28.8895 | 1
57856 | T0-1-8200/V/SVB | Main switch, 1-pole, 20A | 48.1877 | 1
60229 | T0-1-8200/V/SVB-SW | Main switch, 1-pole, 20A | 48.1877 | 1
5737 | T0-1-8200/XZ | On/Off switch, 1-pole, 20A | 22.7953 | 1
76844 | T0-1-8200/Z | On/Off switch, 1-pole, 20A | 28.8895 | 1
9476 | T0-1-8201/E | On/Off switch, 20A | 26.3567 | 1
9477 | T0-1-8201/EZ | On/Off switch, 20A | 28.2081 | 1
9479 | T0-1-8201/IVS | On/Off switch, 20A | 32.0394 | 1
9482 | T0-1-8204/E | On/Off switch, 20A | 26.3567 | 1
9486 | T0-1-8204/XZ | On/Off switch, 20A | 25.3924 | 1
12742 | T0-1-8210/E | Changeover switch with 0 position, 1-pole, 20A | 26.4981 | 1
48337 | T0-1-8210/EZ | Changeover switch with 0 position, 1-pole, 20A | 28.2081 | 1
207076 | T0-1-8210/I1 | Changeover switch with 0 position, 1-pole, 20A | 41.9007 | 1
74440 | T0-1-8210/IVS | Changeover switch with 0 position, 1-pole, 20A | 32.0394 | 1
9530 | T0-1-8210/XZ | On/Off switch, 1-pole, 20A | 25.3924 | 1
19862 | T0-1-8210/Z | Changeover switch with 0 position, 1-pole, 20A | 32.0394 | 1
19863 | T0-1-8214/E | Changeover switch with 0 position, 1-pole, 20A | 26.241 | 1
76815 | T0-1-8214/EZ | Changeover switch with 0 position, 1-pole, 20A | 27.6552 | 1
207077 | T0-1-8214/I1 | Changeover switch with 0 position, 1-pole, 20A | 41.5535 | 1
45967 | T0-1-8214/IVS | Changeover switch with 0 position, 1-pole, 20A | 31.2809 | 1
9535 | T0-1-8214/XZ | On/Off switch, 1-pole, 20A | 25.0581 | 1
50720 | T0-1-8214/Z | Changeover switch with 0 position, 1-pole, 20A | 31.2809 | 1
9536 | T0-1-8218/E | On/Off switch, 20A | 26.3567 | 1
9540 | T0-1-8218/EZ | On/Off switch, 20A | 28.2081 | 1
31728 | T0-1-8220/E | Changeover switch without 0 position, 1-pole, 20A | 26.511 | 1
207078 | T0-1-8220/I1 | Changeover switch without 0 position, 1-pole, 20A | 41.9007 | 1
55459 | T0-1-8220/IVS | Changeover switch without 0 position, 1-pole, 20A | 32.0394 | 1
9563 | T0-1-8220/XZ | On/Off switch, 1-pole, 20A | 25.3924 | 1
86312 | T0-1-8220/Z | Changeover switch without 0 position, 1-pole, 20A | 32.0394 | 1
43597 | T0-1-8240/EZ | Multi-speed switch, 1-pole, 20A | 28.2081 | 1
207079 | T0-1-8240/I1 | Multi-speed switch, 1-pole, 20A | 41.9007 | 1
27076 | T0-1-8240/IVS | Multi-speed switch, 1-pole, 20A | 32.0394 | 1
9564 | T0-1-8240/XZ | Multi-speed switch, 20A | 25.3924 | 1
60208 | T0-1-8240/Z | Multi-speed switch, 1-pole, 20A | 32.0394 | 1
9734 | T0-1-8295/E | Multi-speed switch, 20A | 26.3567 | 1
218969 | T0-1-8295/I1 | Multi-speed switch, 20A | 41.1421 | 1
9774 | T0-1-8310/E | Group switch, 20A | 26.0867 | 1
9775 | T0-1-8310/EZ | Group switch, 20A | 27.9252 | 1
218970 | T0-1-8310/I1 | Group switch, 20A | 41.1421 | 1
9792 | T0-1-8310/IVS | Group switch, 20A | 31.718 | 1
9795 | T0-1-8330/E | Group switch, 20A | 26.0867 | 1
222581 | T0-1-8330/I1 | Group switch, 20A | 41.4764 | 1
9846 | T0-1-9/E | Control switch, 20A | 28.8895 | 1
9847 | T0-1-9/EZ | Control switch, 20A | 31.1523 | 1
9852 | T0-1-9/Z | Control switch, 20A | 34.3022 | 1
72082 | T0-1-91/E | Series switch, 1-pole, 20A | 26.3567 | 1
74455 | T0-1-91/EZ | Series switch, 1-pole, 20A | 28.2081 | 1
207080 | T0-1-91/I1 | Series switch, 1-pole, 20A | 41.9007 | 1
79201 | T0-1-91/IVS | Series switch, 1-pole, 20A | 32.0394 | 1
9853 | T0-1-91/XZ | Control switch, 20A | 25.3924 | 1
81574 | T0-1-91/Z | Series switch, 1-pole, 20A | 32.0394 | 1
9854 | T0-1-93/E | Control switch, 20A | 26.3567 | 1
9855 | T0-1-93/EZ | Control switch, 20A | 28.2081 | 1
222583 | T0-1-93/I1 | Control switch, 20A | 41.9007 | 1
24639 | T0-2-1/E | On/Off switch, 3-pole, 20A | 27.4366 | 1
50976 | T0-2-1/E/SVA(A) | Switch with locking mechanism KSM1, 3-pole, 20A | 111.7137 | 1
50977 | T0-2-1/E/SVA(S) | Switch with locking mechanism KSM1, 3-pole, 20A | 111.7137 | 1
228291 | T0-2-1/E/SVA(S)-RT | Switch with locking mechanism KSM1, 3-pole, 20A | 111.7137 | 1
54263 | T0-2-1/E/SVB/ZFS61/62-T0 | Control switch, 20A | 42.7621 | 1
44973 | T0-2-1/E/SVC(S)-RT | Switch with locking mechanism KSM1, 3-pole, 20A | 57.2647 | 1
38873 | T0-2-1/EA/SVB | Main switch, 3-pole, 20A | 47.1591 | 1
41246 | T0-2-1/EA/SVB-SW | Main switch, 3-pole, 20A | 46.3877 | 1
11082 | T0-2-1/E-RT | On/Off switch, 3-pole, 20A | 26.3567 | 1
207081 | T0-2-1/I1 | On/Off switch, 3-pole, 20A | 41.9007 | 1
207083 | T0-2-1/I1/SVA(A) | Switch with locking mechanism KSM1, 3-pole, 20A | 126.9106 | 1
207084 | T0-2-1/I1/SVA(S) | Switch with locking mechanism KSM1, 3-pole, 20A | 126.9106 | 1
207085 | T0-2-1/I1/SVA(S)-RT | Switch with locking mechanism KSM1, 3-pole, 20A | 126.9106 | 1
207147 | T0-2-1/I1/SVB | Main switch, 3-pole, 20A | 52.0319 | 1
207148 | T0-2-1/I1/SVB-SW | Main switch, 3-pole, 20A | 51.1319 | 1
207086 | T0-2-1/I1/SVC(S)-RT | Switch with locking mechanism KSM1, 3-pole, 20A | 73.593 | 1
207082 | T0-2-1/I1-RT | On/Off switch, 3-pole, 20A | 41.695 | 1
31758 | T0-2-1/IVS | On/Off switch, 3-pole, 20A | 31.898 | 1
84329 | T0-2-1/IVS-RT | On/Off switch, 3-pole, 20A | 31.898 | 1
25528 | T0-2-1/ST/SVB | Main switch, 20A | 138.9991 | 1
201713 | T0-2-1/ST/SVB-SW | Main switch, 20A | 138.6276 | 1
43619 | T0-2-1/V/SVB | Main switch, 3-pole, 20A | 51.7491 | 1
45992 | T0-2-1/V/SVB-SW | Main switch, 3-pole, 20A | 51.7491 | 1
11097 | T0-2-1/XZ | On/Off switch, 3-pole, 20A | 25.1867 | 1
36504 | T0-2-1/Z | On/Off switch, 3-pole, 20A | 31.898 | 1
50978 | T0-2-1/Z/SVA(A) | Switch with locking mechanism KSM1, 3-pole, 20A | 117.1265 | 1
11098 | T0-2-10/E | Control switch, 20A | 36.0122 | 1
11100 | T0-2-10/EA/SVB | Control switch, 20A | 55.2461 | 1
11099 | T0-2-10/E-RT | Control switch, 20A | 36.0122 | 1
11101 | T0-2-10/EZ | Control switch, 20A | 37.9922 | 1
222541 | T0-2-10/I1 | Control switch, 20A | 47.5063 | 1
11109 | T0-2-10/XZ | Control switch, 20A | 34.8422 | 1
11110 | T0-2-10/Z | Control switch, 20A | 41.3478 | 1
11111 | T0-2-113/E | Control switch, 20A | 39.6379 | 1
11114 | T0-2-113/EZ | Control switch, 20A | 41.3478 | 1
222585 | T0-2-113/I1/SVB | Control switch, 20A | 55.979 | 1
222586 | T0-2-113/I1/SVB-SW | Control switch, 20A | 55.979 | 1
11122 | T0-2-113/XZ | Control switch, 20A | 38.7507 | 1
11131 | T0-2-142/E | Control switch, 20A | 39.6379 | 1
11132 | T0-2-142/EZ | Control switch, 20A | 41.3478 | 1
11138 | T0-2-143/E | Control switch, 20A | 39.6379 | 1
11145 | T0-2-148/E | Control switch, 20A | 39.6379 | 1
11146 | T0-2-148/EZ | Control switch, 20A | 41.3478 | 1
11152 | T0-2-149/E | Control switch, 20A | 39.6379 | 1
11153 | T0-2-149/EZ | Control switch, 20A | 41.3478 | 1
11165 | T0-2-15004/E | Control switch, 20A | 39.6379 | 1
11183 | T0-2-15025/E | Control switch, 20A | 39.6379 | 1
11189 | T0-2-15029/E | Control switch, 20A | 39.6379 | 1
11190 | T0-2-15029/EZ | Control switch, 20A | 41.3478 | 1
86304 | T0-2-15042/E | Control switch, 20A | 36.0122 | 1
38845 | T0-2-15042/EZ | Control switch, 20A | 37.9922 | 1
11214 | T0-2-15052/E | Control switch, 20A | 39.2393 | 1
11217 | T0-2-15052/IVS | Control switch, 20A | 44.7292 | 1
12758 | T0-2-15114/EZ | Control switch, 20A | 37.6193 | 1
222597 | T0-2-15120/I1 | Control switch, 20A | 47.5063 | 1
64952 | T0-2-15121/E | Control switch, 20A | 35.6522 | 1
218964 | T0-2-15121/I1 | Control switch, 20A | 51.2348 | 1
76818 | T0-2-15121/Z | Control switch, 20A | 41.3478 | 1
11270 | T0-2-15130/E | Control switch, 20A | 39.6379 | 1
11273 | T0-2-15130/IVS | Control switch, 20A | 44.7292 | 1
11276 | T0-2-15136/E | Control switch, 20A | 39.2393 | 1
11279 | T0-2-15136/IVS | Control switch, 20A | 44.7292 | 1
11282 | T0-2-15169/E | Control switch, 20A | 39.6379 | 1
222601 | T0-2-15169/I1/SVB | Control switch, 20A | 56.5447 | 1
11291 | T0-2-15170/EZ | Control switch, 20A | 41.3478 | 1
11308 | T0-2-15176/E | Control switch, 20A | 36.0122 | 1
11309 | T0-2-15176/EZ | Control switch, 20A | 37.9922 | 1
11328 | T0-2-15303/E | Control switch, 20A | 35.6522 | 1
222603 | T0-2-15303/I1 | Control switch, 20A | 47.5063 | 1
24620 | T0-2-15323/E | On switch, 3-pole, 20A | 33.6208 | 1
207087 | T0-2-15323/I1 | On switch, 3-pole, 20A | 48.9977 | 1
31739 | T0-2-15323/IVS | On switch, 3-pole, 20A | 39.0336 | 1
11354 | T0-2-15361/E | Control switch, 20A | 39.2393 | 1
11360 | T0-2-15363/E | Control switch, 20A | 39.2393 | 1
11361 | T0-2-15363/EZ | Control switch, 20A | 40.9364 | 1
11373 | T0-2-15372/E | Control switch, 20A | 35.6522 | 1
11374 | T0-2-15372/EZ | Control switch, 20A | 37.9922 | 1
67330 | T0-2-15403/E | On/Off switch, 3-pole, 20A | 33.9551 | 1
69703 | T0-2-15403/EZ | On/Off switch, 3-pole, 20A | 35.3951 | 1
207088 | T0-2-15403/I1 | On/Off switch, 3-pole, 20A | 49.4991 | 1
74449 | T0-2-15403/IVS | On/Off switch, 3-pole, 20A | 39.4321 | 1
11379 | T0-2-15403/XZ | Control switch, 20A | 32.9908 | 1
76822 | T0-2-15403/Z | On/Off switch, 3-pole, 20A | 39.4321 | 1
81568 | T0-2-15404/E | On/Off switch, 4-pole, 20A | 36.0122 | 1
83941 | T0-2-15404/EZ | On/Off switch, 4-pole, 20A | 37.9922 | 1
207089 | T0-2-15404/I1 | On/Off switch, 4-pole, 20A | 51.7491 | 1
88687 | T0-2-15404/IVS | On/Off switch, 4-pole, 20A | 41.3478 | 1
91060 | T0-2-15404/Z | On/Off switch, 4-pole, 20A | 41.3478 | 1
19871 | T0-2-15422/E | Changeover switch, 2-pole, 20A | 32.5794 | 1
22244 | T0-2-15422/EZ | Changeover switch, 2-pole, 20A | 34.3022 | 1
207090 | T0-2-15422/I1 | Changeover switch, 2-pole, 20A | 47.982 | 1
29363 | T0-2-15422/Z | Changeover switch, 2-pole, 20A | 37.9922 | 1
36483 | T0-2-15432/EZ | Manual/Auto switch, 2-pole, 20A | 34.3022 | 1
207091 | T0-2-15432/I1 | Manual/Auto switch, 2-pole, 20A | 47.982 | 1
41229 | T0-2-15432/IVS | Manual/Auto switch, 2-pole, 20A | 37.9922 | 1
11394 | T0-2-15432/XZ | Control switch, 20A | 31.4866 | 1
43602 | T0-2-15432/Z | Manual/Auto switch, 2-pole, 20A | 37.9922 | 1
3191 | T0-2-15435/E | Manual/Auto switch, 2-pole, 20A | 32.5794 | 1
3192 | T0-2-15435/EZ | Manual/Auto switch, 2-pole, 20A | 34.3022 | 1
218971 | T0-2-15435/I1 | Manual/Auto switch, 2-pole, 20A | 47.982 | 1
3195 | T0-2-15435/IVS | #N/A | 37.9922 | 1
3196 | T0-2-15435/Z | Manual/Auto switch, 2-pole, 20A | 37.9922 | 1
11396 | T0-2-15442/E | Control switch, 20A | 36.0122 | 1
11398 | T0-2-15442/EZ | Control switch, 20A | 37.9922 | 1
222605 | T0-2-15442/I1 | Control switch, 20A | 47.982 | 1
91062 | T0-2-15452/E | Manual/Auto switch, 2-pole, 20A | 32.5794 | 1
207092 | T0-2-15452/I1 | Manual/Auto switch, 2-pole, 20A | 47.982 | 1
10381 | T0-2-15452/Z | Manual/Auto switch, 2-pole, 20A | 37.9922 | 1
11417 | T0-2-15473/E | Control switch, 20A | 36.0122 | 1
11429 | T0-2-15483/E | Control switch, 20A | 36.0122 | 1
11441 | T0-2-15503/E | Control switch, 20A | 35.6908 | 1
11442 | T0-2-15503/EZ | Control switch, 20A | 37.9922 | 1
11446 | T0-2-15503/Z | Control switch, 20A | 41.3478 | 1
36486 | T0-2-15512/EZ | On/Off momentary switch, 2-pole, 20A | 37.9922 | 1
207093 | T0-2-15512/I1 | On/Off momentary switch, 2-pole, 20A | 51.7491 | 1
43605 | T0-2-15512/Z | On/Off momentary switch, 2-pole, 20A | 41.3478 | 1
83946 | T0-2-15522/IVS | Control switch, 20A | 41.3478 | 1
29387 | T0-2-15679/E | On/Off switch, 3-pole+1no, 20A | 31.1523 | 1
81588 | T0-2-15679/EA/SVB | Main switch, 3-pole+1no, 20A | 50.0391 | 1
83961 | T0-2-15679/EA/SVB-SW | Main switch, 3-pole+1no, 20A | 50.0391 | 1
31760 | T0-2-15679/EZ | On/Off switch, 3-pole+1no, 20A | 32.9908 | 1
207094 | T0-2-15679/I1 | On/Off switch, 3-pole+1no, 20A | 46.6834 | 1
207149 | T0-2-15679/I1/SVB | Main switch, 3-pole+1no, 20A | 55.0919 | 1
207150 | T0-2-15679/I1/SVB-SW | Main switch, 3-pole+1no, 20A | 55.3876 | 1
36506 | T0-2-15679/IVS | On/Off switch, 3-pole+1no, 20A | 36.1408 | 1
86334 | T0-2-15679/V/SVB | Main switch, 3-pole+1no, 20A | 55.7861 | 1
88707 | T0-2-15679/V/SVB-SW | Main switch, 3-pole+1no, 20A | 55.7861 | 1
11459 | T0-2-15679/XZ | Control switch, 3-pole, 20A | 29.8409 | 1
41252 | T0-2-15679/Z | On/Off switch, 3-pole+1no, 20A | 36.1408 | 1
11466 | T0-2-15905/E | Control switch, 20A | 39.6379 | 1
66931 | T0-2-15907/E | Manual/Auto switch, 2-pole, 20A | 36.3593 | 1
50979 | T0-2-15907/E/SVA(C,E,G-J) | Switch with locking mechanism KSM1, 20A | 124.5835 | 1
69304 | T0-2-15907/EZ | Manual/Auto switch, 2-pole, 20A | 37.9922 | 1
207095 | T0-2-15907/I1 | Manual/Auto switch, 2-pole, 20A | 51.2991 | 1
207096 | T0-2-15907/I1/SVA(C,E,G-J) | Switch with locking mechanism KSM1, 20A | 138.8289 | 1
207097 | T0-2-15907/I1/SVC(C,E,G-J) | Switch with locking mechanism KSM1, 20A | 84.547 | 1
76423 | T0-2-15907/IVS | Manual/Auto switch, 2-pole, 20A | 41.3478 | 1
11478 | T0-2-15907/XZ | Control switch, 20A | 34.8422 | 1
78796 | T0-2-15907/Z | Manual/Auto switch, 2-pole, 20A | 41.3478 | 1
50980 | T0-2-15907/Z/SVC(C,E,G-J) | Control switch, 20A | 73.0401 | 1
38861 | T0-2-15920/E | Voltmeter selector switch, 3-pole, 20A | 36.0122 | 1
41234 | T0-2-15920/EZ | Voltmeter selector switch, 3-pole, 20A | 37.9922 | 1
29452 | T0-2-15920/IVS | Voltmeter selector switch, 3-pole, 20A | 41.3478 | 1
48353 | T0-2-15920/Z | Voltmeter selector switch, 3-pole, 20A | 41.3478 | 1
67337 | T0-2-15921/E | Voltmeter selector switch, 3+N-pole, 20A | 36.0122 | 1
69710 | T0-2-15921/EZ | Voltmeter selector switch, 3+N-pole, 20A | 37.9922 | 1
74456 | T0-2-15921/IVS | Voltmeter selector switch, 3+N-pole, 20A | 41.3478 | 1
76829 | T0-2-15921/Z | Voltmeter selector switch, 3+N-pole, 20A | 41.3478 | 1
53099 | T0-2-15922/E | Voltmeter selector switch, 3-pole, 20A | 36.0122 | 1
55472 | T0-2-15922/EZ | Voltmeter selector switch, 3-pole, 20A | 37.9922 | 1
60218 | T0-2-15922/IVS | Voltmeter selector switch, 3-pole, 20A | 41.3478 | 1
62591 | T0-2-15922/Z | Voltmeter selector switch, 3-pole, 20A | 41.3478 | 1
11502 | T0-2-171/E | Control switch, 20A | 39.6379 | 1
11503 | T0-2-171/EZ | Control switch, 20A | 41.3478 | 1
222611 | T0-2-171/I1 | Control switch, 20A | 47.982 | 1
11506 | T0-2-171/IVS | Control switch, 20A | 45.1792 | 1
11508 | T0-2-171/Z | Control switch, 20A | 43.2166 | 1
11509 | T0-2-172/E | Control switch, 20A | 39.6379 | 1
11517 | T0-2-177/EZ | Control switch, 20A | 41.3478 | 1
11544 | T0-2-35/E | Control switch, 20A | 39.6379 | 1
11551 | T0-2-37/E | Control switch, 20A | 39.6379 | 1
222615 | T0-2-37/I1 | Control switch, 20A | 47.982 | 1
54119 | T0-2-37212/EZ | Control switch, 20A | 62.9731 | 1
54118 | T0-2-37212D/Z | Control switch, 20A | 66.7402 | 1
11558 | T0-2-39/E | Control switch, 20A | 39.6379 | 1
222616 | T0-2-39/I1 | Control switch, 20A | 47.982 | 1
202369 | T0-2-42835/XES/AE/KNB | Control switch, 20A | 61.1346 | 10
228044 | T0-2-43626/I1/SVC(E)-SOND807 | Control switch, 20A | 70.5831 | 1
11578 | T0-2-8004/E | Control switch, 20A | 36.0122 | 1
11590 | T0-2-8011/E | Control switch, 20A | 36.0122 | 1
11596 | T0-2-8018/E | Control switch, 20A | 36.0122 | 1
11608 | T0-2-8021/E | Control switch, 20A | 36.0122 | 1
11609 | T0-2-8021/EZ | Control switch, 20A | 37.9922 | 1
11621 | T0-2-8047/EZ | Control switch, 20A | 37.9922 | 1
43591 | T0-2-8060/EZ | Control switch, 20A | 37.9922 | 1
11651 | T0-2-8064/E | Control switch, 20A | 36.0122 | 1
11675 | T0-2-8159/E | Control switch, 20A | 36.0122 | 1
15130 | T0-2-8177/E | On/Off momentary switch, 2-pole, 20A | 36.0122 | 1
17503 | T0-2-8177/EZ | On/Off momentary switch, 2-pole, 20A | 37.9922 | 1
207101 | T0-2-8177/I1 | On/Off momentary switch, 2-pole, 20A | 51.7491 | 1
22249 | T0-2-8177/IVS | On/Off momentary switch, 2-pole, 20A | 41.3478 | 1
24622 | T0-2-8177/Z | On/Off momentary switch, 2-pole, 20A | 41.3478 | 1
11694 | T0-2-8181/E | Control switch, 20A | 36.0122 | 1
11700 | T0-2-8182/E | Control switch, 20A | 36.0122 | 1
11713 | T0-2-8203/EZ | Control switch, 20A | 37.9922 | 1
11718 | T0-2-8206/E | Control switch, 20A | 36.0122 | 1
11724 | T0-2-8207/E | #N/A | 35.897 | 1
22234 | T0-2-8211/E | Changeover switch with 0 position, 2-pole, 20A | 32.5794 | 1
53083 | T0-2-8211/EZ | Changeover switch with 0 position, 2-pole, 20A | 34.3022 | 1
207102 | T0-2-8211/I1 | Changeover switch with 0 position, 2-pole, 20A | 47.982 | 1
76813 | T0-2-8211/IVS | Changeover switch with 0 position, 2-pole, 20A | 37.9922 | 1
11736 | T0-2-8211/XZ | Changeover switch with 0 position, 2-pole, 20A | 31.4866 | 1
29354 | T0-2-8211/Z | Changeover switch with 0 position, 2-pole, 20A | 37.9922 | 1
22236 | T0-2-8215/E | Changeover switch with 0 position, 2-pole, 20A | 33.9551 | 1
81561 | T0-2-8215/EZ | Changeover switch with 0 position, 2-pole, 20A | 35.3951 | 1
207103 | T0-2-8215/I1 | Changeover switch with 0 position, 2-pole, 20A | 49.4991 | 1
48340 | T0-2-8215/IVS | Changeover switch with 0 position, 2-pole, 20A | 39.4321 | 1
11738 | T0-2-8219/E | Changeover switch with 0 position, 20A | 36.0122 | 1
38847 | T0-2-8221/E | Changeover switch without 0 position, 2-pole, 20A | 32.5794 | 1
10372 | T0-2-8221/EZ | Changeover switch without 0 position, 2-pole, 20A | 34.3022 | 1
207104 | T0-2-8221/I1 | Changeover switch without 0 position, 2-pole, 20A | 47.982 | 1
57832 | T0-2-8221/IVS | Changeover switch without 0 position, 2-pole, 20A | 37.9922 | 1
11744 | T0-2-8221/XZ | Changeover switch without 0 position, 20A | 31.4866 | 1
74450 | T0-2-8221/Z | Changeover switch without 0 position, 2-pole, 20A | 37.9922 | 1
88685 | T0-2-8230/E | Multi-speed switch, 1-pole, 20A | 33.6594 | 1
91058 | T0-2-8230/EZ | Multi-speed switch, 1-pole, 20A | 35.3951 | 1
207105 | T0-2-8230/I1 | Multi-speed switch, 1-pole, 20A | 49.4991 | 1
11757 | T0-2-8230/XZ | Multi-speed switch, 20A | 32.9908 | 1
12750 | T0-2-8231/E | Multi-speed switch, 1-pole, 20A | 36.0122 | 1
15123 | T0-2-8231/EZ | Multi-speed switch, 1-pole, 20A | 37.9922 | 1
207106 | T0-2-8231/I1 | Multi-speed switch, 1-pole, 20A | 51.7491 | 1
19869 | T0-2-8231/IVS | Multi-speed switch, 1-pole, 20A | 41.3478 | 1
22242 | T0-2-8231/Z | Multi-speed switch, 1-pole, 20A | 41.3478 | 1
50716 | T0-2-8241/E | Multi-speed switch, 1-pole, 20A | 34.4951 | 1
53089 | T0-2-8241/EZ | Multi-speed switch, 1-pole, 20A | 35.7422 | 1
207107 | T0-2-8241/I1 | Multi-speed switch, 1-pole, 20A | 49.4991 | 1
57835 | T0-2-8241/IVS | Multi-speed switch, 1-pole, 20A | 39.4321 | 1
11759 | T0-2-8241/XZ | Multi-speed switch, 20A | 32.9908 | 1
62581 | T0-2-8241/Z | Multi-speed switch, 1-pole, 20A | 39.4321 | 1
67327 | T0-2-8242/E | Multi-speed switch, 1-pole, 20A | 35.6908 | 1
69700 | T0-2-8242/EZ | Multi-speed switch, 1-pole, 20A | 37.9922 | 1
207108 | T0-2-8242/I1 | Multi-speed switch, 1-pole, 20A | 51.7491 | 1
74446 | T0-2-8242/IVS | Multi-speed switch, 1-pole, 20A | 41.3478 | 1
11760 | T0-2-8242/XZ | Multi-speed switch, 20A | 34.8422 | 1
76819 | T0-2-8242/Z | Multi-speed switch, 1-pole, 20A | 41.3478 | 1
11761 | T0-2-8260/E | Control switch, 20A | 36.0122 | 1
11762 | T0-2-8260/EZ | Control switch, 20A | 37.9922 | 1
11783 | T0-2-8296/IVS | Control switch, 20A | 41.3478 | 1
11786 | T0-2-8311/E | Control switch, 20A | 36.0122 | 1
218974 | T0-2-8311/I1 | Control switch, 20A | 47.982 | 1
11791 | T0-2-8311/Z | Control switch, 20A | 41.3478 | 1
11792 | T0-2-8312/E | Control switch, 20A | 36.0122 | 1
11793 | T0-2-8312/EZ | Control switch, 20A | 37.9922 | 1
222620 | T0-2-8312/I1 | Control switch, 20A | 47.982 | 1
11798 | T0-2-8316/E | Control switch, 20A | 36.0122 | 1
11804 | T0-2-8324/E | Control switch, 20A | 36.0122 | 1
11805 | T0-2-8324/EZ | Control switch, 20A | 37.9922 | 1
218978 | T0-2-8324/I1/SVB | Control switch, 20A | 55.0404 | 1
218979 | T0-2-8324/I1/SVB-SW | Control switch, 20A | 55.0404 | 1
11810 | T0-2-8331/E | Control switch, 20A | 36.0122 | 1
53079 | T0-2-8400/E | Reversing switch, 2-pole, 20A | 33.9551 | 1
55452 | T0-2-8400/EZ | Reversing switch, 2-pole, 20A | 35.3951 | 1
207111 | T0-2-8400/I1 | Reversing switch, 2-pole, 20A | 49.4991 | 1
60198 | T0-2-8400/IVS | Reversing switch, 2-pole, 20A | 39.4321 | 1
62571 | T0-2-8400/Z | Reversing switch, 2-pole, 20A | 39.4321 | 1
222623 | T0-2-8425/I1 | Control switch, 20A | 47.982 | 1
11937 | T0-2-8537/E | Control switch, 20A | 36.0122 | 1
12165 | T0-2-8711/IVS | Control switch, 20A | 41.3478 | 1
207398 | T0-2-8900/E | On/Off switch, 3+N-pole, 20A | 31.1523 | 1
226891 | T0-2-8900/E/SVB+ZFS61/62 | Control switch, 3+N-pole, 20A | 50.0391 | 1
207400 | T0-2-8900/EA/SVB | Main switch, 3+N-pole, 20A | 52.2376 | 1
207401 | T0-2-8900/EA/SVB-SW | Main switch, 3+N-pole, 20A | 50.0391 | 1
207399 | T0-2-8900/E-RT | On/Off switch, 3+N-pole, 20A | 31.1523 | 1
207402 | T0-2-8900/EZ | On/Off switch, 3+N-pole, 20A | 32.9908 | 1
207109 | T0-2-8900/I1 | On/Off switch, 3+N-pole, 20A | 46.6834 | 1
207151 | T0-2-8900/I1/SVB | Main switch, 3+N-pole, 20A | 55.4647 | 1
207152 | T0-2-8900/I1/SVB-SW | Main switch, 3+N-pole, 20A | 55.0404 | 1
207110 | T0-2-8900/I1-RT | On/Off switch, 3+N-pole, 20A | 46.6834 | 1
207403 | T0-2-8900/IVS | On/Off switch, 3+N-pole, 20A | 36.1408 | 1
207404 | T0-2-8900/IVS-RT | On/Off switch, 3+N-pole, 20A | 36.1408 | 1
207405 | T0-2-8900/V/SVB | Main switch, 3+N-pole, 20A | 56.2104 | 1
207406 | T0-2-8900/V/SVB-SW | Main switch, 3+N-pole, 20A | 55.7861 | 1
226093 | T0-2-8900/XZ | On/Off switch, 3+N-pole, 20A | 29.8409 | 1
207407 | T0-2-8900/Z | On/Off switch, 3+N-pole, 20A | 36.1408 | 1
12226 | T0-2-94/E | Control switch, 20A | 39.6379 | 1
12233 | T0-2-95/E | Control switch, 20A | 39.6379 | 1
222470 | T0-2-95/I1 | Control switch, 20A | 47.982 | 1
12237 | T0-2-95/IVS | Control switch, 20A | 45.1792 | 1
12240 | T0-2-96/E | Control switch, 20A | 39.6379 | 1
222628 | T0-2-96/I1 | Control switch, 20A | 47.982 | 1
12244 | T0-2-96/IVS | Control switch, 20A | 45.1792 | 1
12246 | T0-2-96/Z | Control switch, 20A | 45.1792 | 1
12247 | T0-2-99/E | Control switch, 20A | 39.6379 | 1
12248 | T0-2-99/EZ | Control switch, 20A | 41.3478 | 1
12253 | T0-2-99/Z | Control switch, 20A | 45.1792 | 1
12274 | T0-3-123/E | Control switch, 20A | 49.8334 | 1
12275 | T0-3-123/EZ | Control switch, 20A | 52.0962 | 1
222632 | T0-3-123/I1 | Control switch, 20A | 63.526 | 1
12280 | T0-3-123/Z | Control switch, 20A | 55.2461 | 1
12294 | T0-3-136/E | Control switch, 20A | 49.8334 | 1
12308 | T0-3-145/E | Control switch, 20A | 49.8334 | 1
12309 | T0-3-145/EZ | Control switch, 20A | 52.0962 | 1
12331 | T0-3-150/E | Control switch, 20A | 49.8334 | 1
12380 | T0-3-150/EZ | Control switch, 20A | 52.0962 | 1
12383 | T0-3-150/IVS | Control switch, 20A | 55.2461 | 1
12407 | T0-3-15005/EZ | Control switch, 20A | 52.0962 | 1
12525 | T0-3-15010/E | Control switch, 20A | 49.8334 | 1
12580 | T0-3-15016/EZ | Control switch, 20A | 52.0962 | 1
12582 | T0-3-15016/IVS | Control switch, 20A | 55.2461 | 1
12664 | T0-3-15030/E | Control switch, 20A | 49.8334 | 1
12665 | T0-3-15030/EZ | Control switch, 20A | 52.0962 | 1
12833 | T0-3-15053/E | Control switch, 20A | 49.8334 | 1
221111 | T0-3-15053/I1 | Control switch, 20A | 61.6746 | 1
12838 | T0-3-15053/Z | Control switch, 20A | 55.2461 | 1
12897 | T0-3-15069/E | Control switch, 20A | 49.8334 | 1
222639 | T0-3-15069/I1 | Control switch, 20A | 63.526 | 1
12916 | T0-3-151/EZ | Control switch, 20A | 52.0962 | 1
222640 | T0-3-151/I1 | Control switch, 20A | 63.526 | 1
24623 | T0-3-15115/E | Control switch, 20A | 45.5906 | 1
12938 | T0-3-15123/IVS | Control switch, 20A | 55.2461 | 1
12947 | T0-3-15131/E | Control switch, 20A | 49.8334 | 1
12948 | T0-3-15131/EZ | Control switch, 20A | 52.0962 | 1
222481 | T0-3-15131/I1 | Control switch, 20A | 63.526 | 1
12950 | T0-3-15131/IVS | Control switch, 20A | 55.2461 | 1
12953 | T0-3-15137/E | Control switch, 20A | 49.8334 | 1
12954 | T0-3-15137/EZ | Control switch, 20A | 52.0962 | 1
222644 | T0-3-15137/I1 | Control switch, 20A | 63.526 | 1
12956 | T0-3-15137/IVS | Control switch, 20A | 55.2461 | 1
12957 | T0-3-15137/XZ | Control switch, 20A | 49.0877 | 1
12968 | T0-3-15149/IVS | Control switch, 20A | 55.2461 | 1
222646 | T0-3-15159/I1/SVB | Control switch, 20A | 72.0887 | 1
222653 | T0-3-15259/I1/SVB | Control switch, 20A | 72.0887 | 1
13001 | T0-3-15373/E | Control switch, 20A | 45.5906 | 1
29365 | T0-3-15391/E | Universal control switch, 20A | 43.6106 | 1
31738 | T0-3-15391/EZ | Universal control switch, 20A | 45.9377 | 1
207112 | T0-3-15391/I1 | Universal control switch, 20A | 61.6746 | 1
36484 | T0-3-15391/IVS | Universal control switch, 20A | 49.2934 | 1
43603 | T0-3-15392/E | Universal control switch, 20A | 43.6106 | 1
57841 | T0-3-15393/E | Control switch, 20A | 43.6106 | 1
72079 | T0-3-15394/E | Universal control switch, 20A | 43.8806 | 1
74452 | T0-3-15394/EZ | Universal control switch, 20A | 45.9377 | 1
207113 | T0-3-15394/I1 | Universal control switch, 20A | 61.6746 | 1
79198 | T0-3-15394/IVS | Universal control switch, 20A | 49.2934 | 1
81571 | T0-3-15394/Z | Universal control switch, 20A | 49.2934 | 1
36482 | T0-3-15423/EZ | Changeover switch, 3-pole, 20A | 46.7349 | 1
207114 | T0-3-15423/I1 | Changeover switch, 3-pole, 20A | 61.6746 | 1
41228 | T0-3-15423/IVS | Changeover switch, 3-pole, 20A | 49.2934 | 1
43601 | T0-3-15423/Z | Changeover switch, 3-pole, 20A | 49.2934 | 1
48348 | T0-3-15433/E | Manual/Auto switch, 3-pole, 20A | 43.8806 | 1
50721 | T0-3-15433/EZ | Manual/Auto switch, 3-pole, 20A | 45.9377 | 1
207115 | T0-3-15433/I1 | Manual/Auto switch, 3-pole, 20A | 61.6746 | 1
55467 | T0-3-15433/IVS | Manual/Auto switch, 3-pole, 20A | 49.2934 | 1
200057 | T0-3-15433/XES | #N/A | 31.3451 | 1
13012 | T0-3-15433/XZ | Manual/Auto switch, 20A | 42.235 | 1
57840 | T0-3-15433/Z | Manual/Auto switch, 3-pole, 20A | 49.2934 | 1
13013 | T0-3-15443/E | Manual/Auto switch, 20A | 45.5906 | 1
222652 | T0-3-15443/I1 | Manual/Auto switch, 20A | 63.526 | 1
15127 | T0-3-15453/E | Manual/Auto switch, 3-pole, 20A | 43.6106 | 1
17500 | T0-3-15453/EZ | Manual/Auto switch, 3-pole, 20A | 45.9377 | 1
207116 | T0-3-15453/I1 | Manual/Auto switch, 3-pole, 20A | 61.6746 | 1
22246 | T0-3-15453/IVS | Manual/Auto switch, 3-pole, 20A | 49.2934 | 1
24619 | T0-3-15453/Z | Manual/Auto switch, 3-pole, 20A | 49.2934 | 1
222466 | T0-3-15475/I1 | Control switch, 20A | 62.6389 | 1
48351 | T0-3-15513/E | On/Off momentary switch, 20A | 45.5906 | 1
50724 | T0-3-15513/EZ | On/Off momentary switch, 20A | 47.442 | 1
207117 | T0-3-15513/I1 | On/Off momentary switch, 20A | 63.526 | 1
38875 | T0-3-15680/EA/SVB | Main switch, 3+N-pole+1no1nc, 20A | 60.4403 | 1
41248 | T0-3-15680/EA/SVB-SW | Main switch, 3+N-pole+1no1nc, 20A | 60.4403 | 1
10404 | T0-3-15680/EZ | On/Off switch, 20A | 42.9935 | 1
218963 | T0-3-15680/I1 | On/Off switch, 20A | 63.526 | 1
207153 | T0-3-15680/I1/SVB | Main switch, 3+N-pole+1no1nc, 20A | 67.8331 | 1
207154 | T0-3-15680/I1/SVB-SW | Main switch, 3+N-pole+1no1nc, 20A | 67.8331 | 1
43621 | T0-3-15680/V/SVB | Main switch, 3+N-pole+1no1nc, 20A | 66.2002 | 1
45994 | T0-3-15680/V/SVB-SW | Main switch, 3+N-pole+1no1nc, 20A | 66.2002 | 1
13046 | T0-3-15680/XZ | Main switch, 20A | 40.1778 | 1
86335 | T0-3-15681/EA/SVB | Main switch, 20A | 64.9017 | 1
207155 | T0-3-15681/I1/SVB | Main switch, 20A | 72.423 | 1
207156 | T0-3-15681/I1/SVB-SW | Main switch, 20A | 72.423 | 1
15571 | T0-3-15683/EA/SVB | Main switch, 3-pole+2no1nc, 20A | 64.9017 | 1
15600 | T0-3-15683/EA/SVB-SW | Main switch, 3-pole+2no1nc, 20A | 64.9017 | 1
207118 | T0-3-15683/I1 | On/Off switch, T0-3-15683/I120A | 63.526 | 1
207157 | T0-3-15683/I1/SVB | Main switch, 3-pole+2no1nc, 20A | 72.423 | 1
207158 | T0-3-15683/I1/SVB-SW | Main switch, 3-pole+2no1nc, 20A | 72.423 | 1
15634 | T0-3-15683/V/SVB | Main switch, 3-pole+2no1nc, 20A | 70.2373 | 1
15664 | T0-3-15683/V/SVB-SW | Main switch, 20A | 70.2373 | 1
19878 | T0-3-15924/E | Voltmeter selector switch, 3+N-pole, 20A | 45.5906 | 1
22251 | T0-3-15924/EZ | Voltmeter selector switch, 3+N-pole, 20A | 47.442 | 1
207119 | T0-3-15924/I1 | Voltmeter selector switch, 3+N-pole, 20A | 63.526 | 1
29370 | T0-3-15924/Z | Voltmeter selector switch, 3+N-pole, 20A | 51.0034 | 1
13073 | T0-3-173/E | Control switch, 20A | 49.8334 | 1
13074 | T0-3-173/EZ | Control switch, 20A | 52.0962 | 1
13081 | T0-3-174/EZ | Control switch, 20A | 52.0962 | 1
13088 | T0-3-179/EZ | Control switch, 20A | 52.0962 | 1
13101 | T0-3-19/E | Control switch, 20A | 49.8334 | 1
13108 | T0-3-190/E | Control switch, 20A | 49.8334 | 1
222480 | T0-3-190/I1 | Control switch, 20A | 63.526 | 1
1619 | T0-3-2/E | Control switch, 20A | 49.8334 | 1
13234 | T0-3-20/E | Control switch, 20A | 49.8334 | 1
13243 | T0-3-20/EZ | Control switch, 20A | 52.0962 | 1
222660 | T0-3-20/I1 | Control switch, 20A | 63.526 | 1
13326 | T0-3-36/E | Control switch, 20A | 48.5413 | 1
13333 | T0-3-38/E | Control switch, 20A | 49.8334 | 1
13334 | T0-3-38/EZ | Control switch, 20A | 52.0962 | 1
204875 | T0-3-39668D/E | Control switch, 20A | 77.2186 | 1
228045 | T0-3-43627/I1/SVC(B,H)-SOND807 | Control switch, 20A | 125.9592 | 1
13340 | T0-3-50/E | Control switch, 20A | 49.8334 | 1
13367 | T0-3-6/E | Control switch, 20A | 49.8334 | 1
222430 | T0-3-67074GB/Z/2XZAV | Control switch, 20A | 88.5841 | 1
229432 | T0-3-68206GB-SOND804 | Control switch, 20A | 133.7633 | 1
260801 | T0-3-69084GB/IVS | Control switch, 20A | 51.0034 | 1
13374 | T0-3-7/E | Control switch, 20A | 49.8334 | 1
95813 | T0-3-8007/E | Voltmeter selector switch, 3+N-pole, 20A | 46.3877 | 1
207120 | T0-3-8007/I1 | Voltmeter selector switch, 3+N-pole, 20A | 63.526 | 1
12759 | T0-3-8007/IVS | Voltmeter selector switch, 3+N-pole, 20A | 51.0034 | 1
13388 | T0-3-8007/XZ | Voltmeter selector switch, 20A | 44.6392 | 1
15132 | T0-3-8007/Z | Voltmeter selector switch, 3+N-pole, 20A | 51.0034 | 1
13396 | T0-3-8017/EZ | Voltmeter selector switch, 20A | 47.442 | 1
13401 | T0-3-8030/E | Changeover switch voltmeter/ameter 0-1-0-2 | 45.5906 | 1
13407 | T0-3-8037/E | Control switch, 20A | 45.5906 | 1
36489 | T0-3-8048/EZ | Ammeter switch, 3-pole, 20A | 47.442 | 1
41235 | T0-3-8048/IVS | Ammeter switch, 3-pole, 20A | 51.0034 | 1
43608 | T0-3-8048/Z | Ammeter switch, 3-pole, 20A | 51.0034 | 1
29353 | T0-3-8212/E | Changeover switch with 0 position, 3-pole, 20A | 36.9379 | 1
57829 | T0-3-8212/EZ | Changeover switch with 0 position, 3-pole, 20A | 38.2107 | 1
207123 | T0-3-8212/I1 | Changeover switch with 0 position, 3-pole, 20A | 54.629 | 1
79186 | T0-3-8212/IVS | Changeover switch with 0 position, 3-pole, 20A | 41.695 | 1
5740 | T0-3-8212/XZ | Changeover switch with 0 position, 3-pole, 20A | 35.2536 | 1
36473 | T0-3-8212/Z | Changeover switch with 0 position, 3-pole, 20A | 41.695 | 1
24609 | T0-3-8216/E | Changeover switch with 0 position, 3-pole, 20A | 45.5906 | 1
86307 | T0-3-8216/EZ | Changeover switch with 0 position, 3-pole, 20A | 47.442 | 1
207434 | T0-3-8216/I1 | Changeover switch with 0 position, 3-pole, 20A | 63.526 | 1
50713 | T0-3-8216/IVS | Changeover switch with 0 position, 3-pole, 20A | 51.0034 | 1
13444 | T0-3-8216/XZ | Changeover switch with 0 position, 20A | 44.6392 | 1
55466 | T0-3-8216/Z | Changeover switch with 0 position, 3-pole, 20A | 51.0034 | 1
48339 | T0-3-8222/E | Changeover switch without 0 position, 3-pole, 20A | 43.6106 | 1
15118 | T0-3-8222/EZ | Changeover switch without 0 position, 3-pole, 20A | 45.9377 | 1
207124 | T0-3-8222/I1 | Changeover switch without 0 position, 3-pole, 20A | 61.6746 | 1
60205 | T0-3-8222/IVS | Changeover switch without 0 position, 3-pole, 20A | 49.2934 | 1
200059 | T0-3-8222/XES | #N/A | 31.3451 | 1
13445 | T0-3-8222/XZ | Multi-speed switch, 3-pole, 20A | 42.235 | 1
88686 | T0-3-8222/Z | Changeover switch without 0 position, 3-pole, 20A | 49.2934 | 1
15112 | T0-3-8228/E | Reversing switch, 3-pole, 20A | 45.5906 | 1
48334 | T0-3-8228/EZ | Reversing switch, 3-pole, 20A | 47.442 | 1
207125 | T0-3-8228/I1 | Reversing switch, 3-pole, 20A | 63.526 | 1
62572 | T0-3-8228/IVS | Reversing switch, 3-pole, 20A | 51.0034 | 1
13446 | T0-3-8228/XZ | Reversing switch, 3-pole, 20A | 44.6392 | 1
74437 | T0-3-8228/Z | Reversing switch, 3-pole, 20A | 51.0034 | 1
29361 | T0-3-8232/EZ | Multi-speed switch, 1-pole, 20A | 47.442 | 1
207126 | T0-3-8232/I1 | Multi-speed switch, 1-pole, 20A | 63.526 | 1
200060 | T0-3-8232/XES | Multi-speed switch, 20A | 32.0394 | 1
13447 | T0-3-8232/XZ | Multi-speed switch, 20A | 44.6392 | 1
36480 | T0-3-8232/Z | Multi-speed switch, 1-pole, 20A | 51.0034 | 1
41226 | T0-3-8233/E | Multi-speed switch, 1-pole, 20A | 45.5906 | 1
43599 | T0-3-8233/EZ | Multi-speed switch, 1-pole, 20A | 47.442 | 1
207127 | T0-3-8233/I1 | Multi-speed switch, 1-pole, 20A | 63.526 | 1
48345 | T0-3-8233/IVS | Multi-speed switch, 1-pole, 20A | 51.0034 | 1
13448 | T0-3-8233/XZ | Multi-speed switch, 20A | 44.6392 | 1
50718 | T0-3-8233/Z | Multi-speed switch, 1-pole, 20A | 51.0034 | 1
81565 | T0-3-8243/E | Multi-speed switch, 1-pole, 20A | 45.5906 | 1
83938 | T0-3-8243/EZ | Multi-speed switch, 1-pole, 20A | 47.442 | 1
207128 | T0-3-8243/I1 | Multi-speed switch, 1-pole, 20A | 63.526 | 1
88684 | T0-3-8243/IVS | Multi-speed switch, 1-pole, 20A | 51.0034 | 1
13449 | T0-3-8243/XZ | Multi-speed switch, 20A | 44.6392 | 1
91057 | T0-3-8243/Z | Multi-speed switch, 1-pole, 20A | 51.0034 | 1
207129 | T0-3-8244/I1 | Multi-speed switch, 1-pole, 20A | 63.526 | 1
12749 | T0-3-8244/IVS | Multi-speed switch, 1-pole, 20A | 51.0034 | 1
15122 | T0-3-8244/Z | Multi-speed switch, 1-pole, 20A | 51.0034 | 1
13451 | T0-3-8250/E | Control switch, 20A | 45.5906 | 1
13452 | T0-3-8250/EZ | Control switch, 20A | 47.442 | 1
13454 | T0-3-8250/IVS | Control switch, 20A | 51.0034 | 1
13457 | T0-3-8261/E | Control switch, 20A | 45.5906 | 1
13458 | T0-3-8261/EZ | Control switch, 20A | 47.442 | 1
36479 | T0-3-8280/EZ | Multi-speed switch, 3-pole, 20A | 47.442 | 1
207130 | T0-3-8280/I1 | Multi-speed switch, 3-pole, 20A | 63.526 | 1
41225 | T0-3-8280/IVS | Multi-speed switch, 3-pole, 20A | 51.0034 | 1
43598 | T0-3-8280/Z | Multi-speed switch, 3-pole, 20A | 51.0034 | 1
222666 | T0-3-8297/I1 | Control switch, 20A | 63.526 | 1
13470 | T0-3-8299/E | Control switch, 20A | 45.5906 | 1
13482 | T0-3-8314/E | Control switch, 20A | 45.5906 | 1
13483 | T0-3-8314/EZ | Control switch, 20A | 47.442 | 1
222668 | T0-3-8314/I1 | Control switch, 20A | 63.526 | 1
13488 | T0-3-8332/E | Control switch, 20A | 45.5906 | 1
13494 | T0-3-8341/E | On/Off switch, 20A | 45.5906 | 1
218983 | T0-3-8341/I1/SVB | Main switch, 20A | 72.423 | 1
222670 | T0-3-8341/I1/SVB-SW | Main switch, 20A | 72.0887 | 1
13501 | T0-3-8341/V/SVB | Main switch, 20A | 70.2373 | 1
43624 | T0-3-8342/E | On/Off switch, 6-pole, 20A | 45.5906 | 1
29382 | T0-3-8342/EA/SVB | Main switch, 6-pole, 20A | 64.9017 | 1
31755 | T0-3-8342/EA/SVB-SW | Main switch, 6-pole, 20A | 64.9017 | 1
13504 | T0-3-8342/E-RT | On/Off switch, 6-pole, 20A | 45.5906 | 1
45997 | T0-3-8342/EZ | On/Off switch, 6-pole, 20A | 47.442 | 1
207131 | T0-3-8342/I1 | On/Off switch, 6-pole, 20A | 63.526 | 1
207159 | T0-3-8342/I1/SVB | Main switch, 6-pole, 20A | 72.873 | 1
207160 | T0-3-8342/I1/SVB-SW | Main switch, 6-pole, 20A | 72.423 | 1
50743 | T0-3-8342/IVS | On/Off switch, 6-pole, 20A | 51.0034 | 1
36501 | T0-3-8342/V/SVB-SW | Main switch, 6-pole, 20A | 70.2373 | 1
13506 | T0-3-8342/XZ | On/Off switch, 6-pole, 20A | 44.6392 | 1
55489 | T0-3-8342/Z | On/Off switch, 6-pole, 20A | 51.0034 | 1
91047 | T0-3-8401/E | Reversing switch, 3-pole, 20A | 36.9893 | 1
207132 | T0-3-8401/I1 | Reversing switch, 3-pole, 20A | 54.629 | 1
5739 | T0-3-8401/XZ | Reversing switch, 3-pole, 20A | 35.2536 | 1
10366 | T0-3-8401/Z | Reversing switch, 3-pole, 20A | 41.695 | 1
982 | T0-3-8426/E | Control switch, 20A | 45.5906 | 1
222672 | T0-3-8426/I1 | Control switch, 20A | 63.526 | 1
38849 | T0-3-8451/E | Multi-speed switch, 6-pole, 20A | 45.5906 | 1
83936 | T0-3-8451/EZ | Multi-speed switch, 6-pole, 20A | 47.442 | 1
207133 | T0-3-8451/I1 | Multi-speed switch, 6-pole, 20A | 63.526 | 1
13508 | T0-3-8451/XZ | Multi-speed switch, 20A | 44.6392 | 1
43596 | T0-3-8451/Z | Multi-speed switch, 6-pole, 20A | 51.0034 | 1
13509 | T0-3-8622/E | Control switch, 20A | 45.5906 | 1
222673 | T0-3-8622/I1 | Control switch, 20A | 63.526 | 1
231938 | T0-3-8901/E | On/Off switch, 3-pole+1no1nc, 20A | 45.5906 | 1
231932 | T0-3-8901/EA/SVB | Main switch, 3+N-pole+1no1nc, 20A | 64.9017 | 1
231933 | T0-3-8901/EA/SVB-SW | Main switch, 3+N-pole+1no1nc, 20A | 64.9017 | 1
231939 | T0-3-8901/EZ | On/Off switch, 3-pole+1no1nc, 20A | 47.442 | 1
231941 | T0-3-8901/I1 | On/Off switch, 3-pole+1no1nc, 20A | 62.6389 | 1
231934 | T0-3-8901/I1/SVB | Main switch, 3+N-pole+1no1nc, 20A | 72.423 | 1
231935 | T0-3-8901/I1/SVB-SW | Main switch, 3+N-pole+1no1nc, 20A | 72.423 | 1
231940 | T0-3-8901/IVS | On/Off switch, 3-pole+1no1nc, 20A | 51.0034 | 1
13522 | T0-4-11/E | Control switch, 20A | 60.4403 | 1
13523 | T0-4-11/EZ | Control switch, 20A | 62.2274 | 1
13524 | T0-4-11/EZ/OFS | #N/A | 62.0603 | 1
222674 | T0-4-11/I1 | Control switch, 20A | 75.4315 | 1
13536 | T0-4-133/E | Control switch, 20A | 60.4403 | 1
13550 | T0-4-146/E | Control switch, 20A | 60.4403 | 1
13554 | T0-4-146/IVS | Control switch, 20A | 66.2002 | 1
13558 | T0-4-15007/EZ | Control switch, 20A | 62.2274 | 1
13582 | T0-4-15031/EZ | Control switch, 20A | 62.2274 | 1
13599 | T0-4-15056/E | Control switch, 20A | 60.4403 | 1
13600 | T0-4-15056/EZ | Control switch, 20A | 62.2274 | 1
222693 | T0-4-15107/I1 | Control switch, 20A | 75.4315 | 1
13641 | T0-4-15132/E | Control switch, 20A | 60.4403 | 1
13642 | T0-4-15132/EZ | Control switch, 20A | 62.2274 | 1
13644 | T0-4-15132/IVS | Control switch, 20A | 66.2002 | 1
13645 | T0-4-15132/XZ | Control switch, 20A | 59.4889 | 1
13647 | T0-4-15138/E | Control switch, 20A | 60.4403 | 1
13648 | T0-4-15138/EZ | Control switch, 20A | 62.2274 | 1
222482 | T0-4-15138/I1 | Control switch, 20A | 73.3872 | 1
222695 | T0-4-15164/I1 | Control switch, 20A | 75.4315 | 1
222483 | T0-4-15164/I1/SVB | Control switch, 20A | 81.7314 | 1
13661 | T0-4-15185/E | Control switch, 20A | 60.4403 | 1
13667 | T0-4-152/E | Control switch, 20A | 60.4403 | 1
13692 | T0-4-15246/E | Control switch, 20A | 60.4403 | 1
13693 | T0-4-15246/EZ | Control switch, 20A | 62.2274 | 1
13706 | T0-4-153/E | Control switch, 20A | 60.4403 | 1
13707 | T0-4-153/EZ | Control switch, 20A | 62.2274 | 1
222700 | T0-4-153/I1 | Control switch, 20A | 75.4315 | 1
13713 | T0-4-15374/E | Control switch, 20A | 55.0404 | 1
222701 | T0-4-15374/I1 | Control switch, 20A | 75.4315 | 1
13717 | T0-4-15374/XZ | Control switch, 20A | 54.0762 | 1
29368 | T0-4-15602/E | Coding switch, 20A | 55.5804 | 1
31741 | T0-4-15602/EZ | Coding switch, 20A | 57.0975 | 1
207134 | T0-4-15602/I1 | Coding switch, 20A | 73.3872 | 1
36487 | T0-4-15602/IVS | Coding switch, 20A | 60.4403 | 1
38860 | T0-4-15602/Z | Coding switch, 20A | 60.4403 | 1
43606 | T0-4-15603/E | Control switch, 20A | 55.3876 | 1
10405 | T0-4-15682/E | On/Off switch, 6-pole, 20A | 54.4876 | 1
19892 | T0-4-15682/EA/SVB | Main switch, 6-pole+1no1nc, 20A | 73.7344 | 1
22265 | T0-4-15682/EA/SVB-SW | Main switch, 6-pole+1no1nc, 20A | 73.7344 | 1
12778 | T0-4-15682/EZ | On/Off switch, 6-pole, 20A | 56.519 | 1
207135 | T0-4-15682/I1 | On/Off switch, 6-pole, 20A | 72.6544 | 1
207161 | T0-4-15682/I1/SVB | Main switch, 6-pole+1no1nc, 20A | 80.9214 | 1
207162 | T0-4-15682/I1/SVB-SW | Main switch, 6-pole+1no1nc, 20A | 80.9214 | 1
17524 | T0-4-15682/IVS | On/Off switch, 6-pole, 20A | 59.8361 | 1
25527 | T0-4-15682/ST/SVB | Main switch, 20A | 164.5081 | 1
201718 | T0-4-15682/ST/SVB-SW | Main switch, 20A | 164.0747 | 1
24638 | T0-4-15682/V/SVB | Main switch, 6-pole+1no1nc, 20A | 79.2243 | 1
13760 | T0-4-15682/XZ | On/Off switch, 6-pole, 20A | 53.5362 | 1
22270 | T0-4-15682/Z | On/Off switch, 6-pole, 20A | 59.8361 | 1
215015 | T0-4-15700/ST/SVB | Control switch, 20A | 166.3036 | 1
13785 | T0-4-15951/XZ | Control switch, 20A | 58.8975 | 1
13821 | T0-4-24/E | Control switch, 20A | 59.8361 | 1
13828 | T0-4-3/E | Control switch, 20A | 59.8361 | 1
30734 | T0-4-38561/XES/AE/KNB | Control switch, 20A | 93.3926 | 1
13835 | T0-4-4/E | Control switch, 20A | 59.8361 | 1
222708 | T0-4-4/I1 | Control switch, 20A | 74.6858 | 1
13842 | T0-4-41/E | Control switch, 20A | 59.8361 | 1
13863 | T0-4-47/E | Control switch, 20A | 59.8361 | 1
13870 | T0-4-48/E | Control switch, 20A | 59.8361 | 1
13871 | T0-4-48/EZ | Control switch, 20A | 61.6103 | 1
13884 | T0-4-5/E | Control switch, 20A | 59.8361 | 1
222711 | T0-4-5/I1 | Control switch, 20A | 74.6858 | 1
13891 | T0-4-65/E | Control switch, 20A | 59.8361 | 1
222712 | T0-4-65/I1 | Control switch, 20A | 74.6858 | 1
13904 | T0-4-8008/E | Control switch, 20A | 54.4876 | 1
13905 | T0-4-8008/EZ | Control switch, 20A | 56.519 | 1
13941 | T0-4-8171/E | Control switch, 20A | 54.4876 | 1
31726 | T0-4-8213/E | Changeover switch with 0 position, 4-pole, 20A | 54.4876 | 1
62575 | T0-4-8213/EZ | Changeover switch with 0 position, 4-pole, 20A | 56.519 | 1
207136 | T0-4-8213/I1 | Changeover switch with 0 position, 4-pole, 20A | 72.6544 | 1
81559 | T0-4-8213/IVS | Changeover switch with 0 position, 4-pole, 20A | 59.8361 | 1
13960 | T0-4-8213/XZ | Control switch, 4-pole, 20A | 53.5362 | 1
43592 | T0-4-8213/Z | Changeover switch with 0 position, 4-pole, 20A | 59.8361 | 1
50712 | T0-4-8223/E | Changeover switch without 0 position, 4-pole, 20A | 54.4876 | 1
19864 | T0-4-8223/EZ | Changeover switch without 0 position, 4-pole, 20A | 56.519 | 1
207137 | T0-4-8223/I1 | Changeover switch without 0 position, 4-pole, 20A | 72.6544 | 1
62578 | T0-4-8223/IVS | Changeover switch without 0 position, 4-pole, 20A | 59.8361 | 1
86315 | T0-4-8223/Z | Changeover switch without 0 position, 4-pole, 20A | 59.8361 | 1
55464 | T0-4-8234/E | Control switch, 20A | 54.4876 | 1
57837 | T0-4-8234/EZ | Control switch, 20A | 56.519 | 1
74448 | T0-4-8235/E | Control switch, 20A | 55.0404 | 1
76821 | T0-4-8235/EZ | Control switch, 20A | 57.0975 | 1
222716 | T0-4-8235/I1 | Control switch, 20A | 75.4315 | 1
81567 | T0-4-8235/IVS | Control switch, 20A | 60.4403 | 1
83940 | T0-4-8235/Z | Control switch, 20A | 60.4403 | 1
19868 | T0-4-8245/E | Control switch, 20A | 55.0404 | 1
22241 | T0-4-8245/EZ | Control switch, 20A | 57.0975 | 1
13965 | T0-4-8246/E | Control switch, 20A | 55.0404 | 1
13968 | T0-4-8246/IVS | Control switch, 20A | 60.4403 | 1
13971 | T0-4-8251/E | Multi-speed switch, 2-pole, 20A | 54.4876 | 1
13972 | T0-4-8251/EZ | Multi-speed switch, 2-pole, 20A | 56.519 | 1
218984 | T0-4-8251/I1 | Multi-speed switch, 2-pole, 20A | 72.6544 | 1
13974 | T0-4-8251/IVS | Multi-speed switch, 2-pole, 20A | 59.8361 | 1
13976 | T0-4-8251/Z | Multi-speed switch, 2-pole, 20A | 59.8361 | 1
13977 | T0-4-8262/E | Control switch, 20A | 54.4876 | 1
13978 | T0-4-8262/EZ | Control switch, 20A | 56.519 | 1
13980 | T0-4-8262/IVS | Control switch, 20A | 59.8361 | 1
10371 | T0-4-8294/E | Changeover switch with 0 position, 4-pole, 20A | 54.4876 | 1
72069 | T0-4-8294/EZ | Changeover switch with 0 position, 4-pole, 20A | 57.0975 | 1
207138 | T0-4-8294/I1 | Changeover switch with 0 position, 4-pole, 20A | 73.3872 | 1
43594 | T0-4-8294/IVS | Changeover switch with 0 position, 4-pole, 20A | 59.8361 | 1
218965 | T0-4-8343/I1/SVB | Main switch, 20A | 80.9214 | 1
14000 | T0-4-8344/E | On/Off switch, 8-pole, 20A | 54.4876 | 1
14001 | T0-4-8344/E-RT | On/Off switch, 8-pole, 20A | 55.0404 | 1
14002 | T0-4-8344/EZ | On/Off switch, 8-pole, 20A | 57.0975 | 1
207139 | T0-4-8344/I1 | On/Off switch, 8-pole, 20A | 73.3872 | 1
207163 | T0-4-8344/I1/SVB | Main switch, 8-pole, 20A | 81.8214 | 1
207164 | T0-4-8344/I1/SVB-SW | Main switch, 8-pole, 20A | 81.7314 | 1
255883 | T0-4-8344/I2/SVB-NA | #N/A | 96.3883 | 1
255882 | T0-4-8344/I2-NA | #N/A | 84.1742 | 1
14006 | T0-4-8344/IVS | On/Off switch, 8-pole, 20A | 59.8361 | 1
14007 | T0-4-8344/V/SVB | Main switch, 8-pole, 20A | 79.2243 | 1
14008 | T0-4-8344/XZ | On/Off switch, 8-pole, 20A | 53.5362 | 1
14009 | T0-4-8344/Z | On/Off switch, 8-pole, 20A | 59.8361 | 1
14010 | T0-4-8402/E | Control switch, 20A | 54.4876 | 1
24604 | T0-4-8410/E | Star-Delta switch, 3-pole, 20A | 47.982 | 1
53080 | T0-4-8410/EZ | Star-Delta switch, 3-pole, 20A | 49.7434 | 1
207140 | T0-4-8410/I1 | Star-Delta switch, 3-pole, 20A | 66.0717 | 1
64945 | T0-4-8410/IVS | Star-Delta switch, 3-pole, 20A | 53.2019 | 1
14016 | T0-4-8410/XZ | Star-Delta switch, 3-pole, 20A | 47.172 | 1
83929 | T0-4-8410/Z | Star-Delta switch, 3-pole, 20A | 53.2019 | 1
14017 | T0-4-8417/E | Control switch, 20A | 54.4876 | 1
14018 | T0-4-8417/EZ | Control switch, 20A | 56.519 | 1
14022 | T0-4-8417/Z | Control switch, 20A | 59.8361 | 1
14029 | T0-4-8419/E | Control switch, 20A | 54.4876 | 1
14034 | T0-4-8419/Z | Control switch, 20A | 59.8361 | 1
41222 | T0-4-8440/E | Multi-speed switch, 3-pole, 20A | 49.2548 | 1
88682 | T0-4-8440/EZ | Multi-speed switch, 3-pole, 20A | 49.7434 | 1
207141 | T0-4-8440/I1 | Multi-speed switch, 3-pole, 20A | 66.0717 | 1
29358 | T0-4-8440/IVS | Multi-speed switch, 3-pole, 20A | 53.2019 | 1
48342 | T0-4-8440/Z | Multi-speed switch, 3-pole, 20A | 53.2019 | 1
43595 | T0-4-8441/E | Multi-speed switch, 3-pole, 20A | 47.9177 | 1
207142 | T0-4-8441/I1 | Multi-speed switch, 3-pole, 20A | 66.0717 | 1
31731 | T0-4-8441/IVS | Multi-speed switch, 3-pole, 20A | 53.2019 | 1
14042 | T0-4-8441/XZ | Multi-speed switch, 3-pole, 20A | 47.172 | 1
53088 | T0-4-8441/Z | Multi-speed switch, 3-pole, 20A | 53.2019 | 1
14043 | T0-4-8443/E | Control switch, 20A | 59.8361 | 1
14049 | T0-4-8450/E | Control switch, 20A | 54.4876 | 1
14068 | T0-4-88/E | Control switch, 20A | 59.8361 | 1
222730 | T0-4-88/I1 | Control switch, 20A | 74.6858 | 1
218985 | T0-4-8902/I1 | Control switch, 20A | 72.6544 | 1
218960 | T0-4-8903/I1/SVB | Control switch, 20A | 80.9214 | 1
14088 | T0-5-124/E | Control switch, 20A | 69.8773 | 1
14089 | T0-5-124/EZ | Control switch, 20A | 72.1144 | 1
14100 | T0-5-15012/E | Control switch, 20A | 69.8773 | 1
14120 | T0-5-15054/E | Control switch, 20A | 69.8773 | 1
14126 | T0-5-15070/EZ | Control switch, 20A | 72.1144 | 1
14130 | T0-5-15133/E | Control switch, 20A | 69.8773 | 1
14131 | T0-5-15133/EZ | Control switch, 20A | 72.1144 | 1
14133 | T0-5-15133/XZ | Control switch, 20A | 69.1316 | 1
14135 | T0-5-15139/E | Control switch, 20A | 69.8773 | 1
14136 | T0-5-15139/EZ | Control switch, 20A | 72.1144 | 1
14140 | T0-5-15144/E | Control switch, 20A | 69.8773 | 1
14142 | T0-5-15144/IVS | Control switch, 20A | 75.6372 | 1
14145 | T0-5-15150/E | Control switch, 20A | 69.8773 | 1
14155 | T0-5-15178/E | Control switch, 20A | 64.0403 | 1
14156 | T0-5-15178/EZ | Control switch, 20A | 66.0717 | 1
14160 | T0-5-15203/E | Control switch, 20A | 69.8773 | 1
14200 | T0-5-15228/E | Control switch, 20A | 70.5716 | 1
14205 | T0-5-15247/E | Control switch, 20A | 70.5716 | 1
14210 | T0-5-15248/E | Control switch, 20A | 70.5716 | 1
14211 | T0-5-15248/EZ | Control switch, 20A | 72.8344 | 1
14220 | T0-5-15251/E | Control switch, 20A | 69.8773 | 1
14221 | T0-5-15251/EZ | Control switch, 20A | 72.1144 | 1
14226 | T0-5-15270/EZ | Control switch, 20A | 66.0717 | 1
893 | T0-5-15876/E | Reversing switch star-delta, 3-pole, 20A | 64.0403 | 1
900 | T0-5-15876/EZ | Reversing switch star-delta, 3-pole, 20A | 66.0717 | 1
902 | T0-5-15876/IVS | Reversing switch star-delta, 3-pole, 20A | 69.3245 | 1
942 | T0-5-15876/Z | Reversing switch star-delta, 3-pole, 20A | 69.3245 | 1
14310 | T0-5-15892/E | Control switch, 20A | 69.8773 | 1
14466 | T0-5-15896/E | Control switch, 20A | 69.8773 | 1
14541 | T0-5-15899/E | Control switch, 20A | 69.8773 | 1
14593 | T0-5-15902/E | Control switch, 20A | 69.8773 | 1
48354 | T0-5-15925/E | Control switch, 20A | 64.0403 | 1
14599 | T0-5-183/E | Control switch, 20A | 70.5716 | 1
14605 | T0-5-25/E | Control switch, 20A | 70.5716 | 1
14611 | T0-5-29/E | Control switch, 20A | 69.8773 | 1
14635 | T0-5-33/E | Control switch, 20A | 69.8773 | 1
14641 | T0-5-71/E | Control switch, 20A | 69.8773 | 1
14662 | T0-5-8038/E | Control switch, 20A | 69.8773 | 1
14663 | T0-5-8038/EZ | Control switch, 20A | 72.1144 | 1
14687 | T0-5-8236/E | #N/A | 64.0403 | 1
57194 | T0-5-8237/E | Control switch, 20A | 64.0403 | 1
59567 | T0-5-8237/EZ | Control switch, 20A | 66.0717 | 1
45348 | T0-5-8247/E | Control switch, 20A | 64.0403 | 1
52467 | T0-5-8247/IVS | Control switch, 20A | 69.3245 | 1
14755 | T0-5-8248/EZ | Control switch, 20A | 66.0717 | 1
14781 | T0-5-8252/E | Control switch, 20A | 64.0403 | 1
14785 | T0-5-8252/EZ | Control switch, 20A | 66.0717 | 1
14788 | T0-5-8252/Z | Control switch, 20A | 69.3245 | 1
14789 | T0-5-8263/E | Control switch, 20A | 64.0403 | 1
14790 | T0-5-8263/EZ | Control switch, 20A | 66.0717 | 1
91059 | T0-5-8270/E | Multi-speed switch, 3-pole, 20A | 64.0403 | 1
10378 | T0-5-8270/Z | Multi-speed switch, 3-pole, 20A | 69.3245 | 1
48344 | T0-5-8281/E | Multi-speed switch, 3-pole, 20A | 64.0403 | 1
50717 | T0-5-8281/EZ | Multi-speed switch, 3-pole, 20A | 66.0717 | 1
55463 | T0-5-8281/IVS | Multi-speed switch, 3-pole, 20A | 69.3245 | 1
57836 | T0-5-8281/Z | Multi-speed switch, 3-pole, 20A | 69.3245 | 1
14952 | T0-5-8345/E | Control switch, 20A | 64.0403 | 1
14964 | T0-5-8345/Z | Control switch, 20A | 69.3245 | 1
14976 | T0-5-8346/E | Control switch, 20A | 64.0403 | 1
14978 | T0-5-8346/EZ | Control switch, 20A | 66.0717 | 1
15018 | T0-5-8346/Z | Control switch, 20A | 69.3245 | 1
15036 | T0-5-8361/E | Control switch, 20A | 64.0403 | 1
15038 | T0-5-8361/IVS | Control switch, 20A | 69.3245 | 1
15040 | T0-5-8361/Z | Control switch, 20A | 69.3245 | 1
60204 | T0-5-8369/E | Changeover switch without 0 position, 5-pole, 20A | 64.0403 | 1
24610 | T0-5-8369/EZ | Changeover switch without 0 position, 5-pole, 20A | 66.0717 | 1
64951 | T0-5-8369/IVS | Changeover switch without 0 position, 5-pole, 20A | 69.3245 | 1
15157 | T0-5-8444/E | Control switch, 20A | 64.0403 | 1
45968 | T0-5-8453/E | Control switch, 20A | 64.0403 | 1
57834 | T0-5-8453/Z | Control switch, 20A | 69.3245 | 1
15279 | T0-5-89/E | Control switch, 20A | 69.8773 | 1
15285 | T0-6-103/E | Control switch, 20A | 80.51 | 1
15333 | T0-6-15057/E | Control switch, 20A | 80.51 | 1
15348 | T0-6-15105/E | Control switch, 20A | 80.51 | 1
15353 | T0-6-15134/E | Control switch, 20A | 80.51 | 1
15354 | T0-6-15134/EZ | Control switch, 20A | 82.6185 | 1
15358 | T0-6-15140/E | Control switch, 20A | 80.51 | 1
15359 | T0-6-15140/EZ | Control switch, 20A | 82.6185 | 1
15368 | T0-6-15151/E | Control switch, 20A | 80.51 | 1
15369 | T0-6-15151/EZ | Control switch, 20A | 82.6185 | 1
15373 | T0-6-15168/E | Control switch, 20A | 80.51 | 1
15374 | T0-6-15168/E-RT | Control switch, 20A | 80.51 | 1
15378 | T0-6-15168/Z | Control switch, 20A | 85.9999 | 1
15409 | T0-6-15230/E | Control switch, 20A | 80.51 | 1
15414 | T0-6-15249/E | Control switch, 20A | 80.51 | 1
15416 | T0-6-15249/IVS | Control switch, 20A | 85.9999 | 1
15418 | T0-6-15249/Z | Control switch, 20A | 85.9999 | 1
15419 | T0-6-15252/E | Control switch, 20A | 80.51 | 1
15424 | T0-6-15253/E | Control switch, 20A | 80.51 | 1
15425 | T0-6-15253/EZ | Control switch, 20A | 82.6185 | 1
15429 | T0-6-154/E | Control switch, 20A | 80.51 | 1
15441 | T0-6-158/E | Control switch, 20A | 80.51 | 1
55460 | T0-6-15866/E | Reversing multi-speed switch, 20A | 74.4158 | 1
12747 | T0-6-15866/EZ | Reversing multi-speed switch, 20A | 75.4315 | 1
36477 | T0-6-15866/IVS | Reversing multi-speed switch, 20A | 79.2243 | 1
67326 | T0-6-15866/Z | Reversing multi-speed switch, 20A | 79.2243 | 1
226310 | T0-6-65646-SCM/EZ-P1/OFS+9MM+BZ2,9 | #N/A | 132.2205 | 1
15487 | T0-6-66/E | Control switch, 20A | 80.51 | 1
15607 | T0-6-8009/E | Control switch, 20A | 73.6058 | 1
15124 | T0-6-8271/E | Multi-speed switch, 3-pole, 20A | 73.6958 | 1
17497 | T0-6-8271/EZ | Multi-speed switch, 3-pole, 20A | 75.4315 | 1
22243 | T0-6-8271/IVS | Multi-speed switch, 3-pole, 20A | 79.2243 | 1
24616 | T0-6-8271/Z | Multi-speed switch, 3-pole, 20A | 79.2243 | 1
62582 | T0-6-8282/E | Multi-speed switch, 3-pole, 20A | 73.6058 | 1
64955 | T0-6-8282/EZ | Multi-speed switch, 3-pole, 20A | 75.4315 | 1
69701 | T0-6-8282/IVS | Multi-speed switch, 3-pole, 20A | 79.2243 | 1
72074 | T0-6-8282/Z | Multi-speed switch, 3-pole, 20A | 79.2243 | 1
86338 | T0-6-8348/E | Control switch, 20A | 73.6058 | 1
88711 | T0-6-8348/EZ | Control switch, 20A | 75.4315 | 1
62577 | T0-6-8370/E | Changeover switch without 0 position, 6-pole, 20A | 73.6058 | 1
29356 | T0-6-8370/EZ | Changeover switch without 0 position, 6-pole, 20A | 75.4315 | 1
67324 | T0-6-8370/IVS | Changeover switch without 0 position, 6-pole, 20A | 79.2243 | 1
10380 | T0-6-8370/Z | Changeover switch without 0 position, 6-pole, 20A | 79.2243 | 1
29362 | T0-8-8272/EZ | Control switch, 20A | 103.2796 | 1
74447 | T0-8-8283/E | Control switch, 20A | 92.6469 | 1
64950 | T0-8-8372/E | Changeover switch without 0 position, 8-pole, 20A | 92.6469 | 1
69697 | T0-8-8372/IVS | Changeover switch without 0 position, 8-pole, 20A | 97.9954 | 1
12753 | T0-8-8372/Z | Changeover switch without 0 position, 8-pole, 20A | 97.9954 | 1
148591 | T2000/3-R185VT | #N/A | 51.4704 | 1
178920 | T2-KLV | #N/A | 14.8362 | 1
177076 | T2-MINI | Transparent door for Mini board, 2 modules | 1.2573 | 1
3837 | T3-10-8485/E | Control switch, 32A | 220.5603 | 1
76073 | T3-1-102/E | On/Off switch, 2-pole, 32A | 43.4049 | 1
14374 | T3-1-102/EA/SVB | Main switch, 2-pole, 32A | 62.7674 | 1
78446 | T3-1-102/EZ | On/Off switch, 2-pole, 32A | 45.3849 | 1
207165 | T3-1-102/I2 | On/Off switch, 2-pole, 32A | 68.0388 | 1
207198 | T3-1-102/I2/SVB | Main switch, 2-pole, 32A | 76.8715 | 1
207199 | T3-1-102/I2/SVB-SW | Main switch, 2-pole, 32A | 76.8715 | 1
207166 | T3-1-102/I2-RT | On/Off switch, 2-pole, 32A | 68.0388 | 1
21493 | T3-1-102/V/SVB-SW | Main switch, 2-pole, 32A | 68.0388 | 1
83192 | T3-1-102/Z | On/Off switch, 2-pole, 32A | 48.7405 | 1
64208 | T3-1-8200/E | On/Off switch, 1-pole, 32A | 40.9364 | 1
66576 | T3-1-8200/EA/SVB | Main switch, 1-pole, 32A | 60.4403 | 1
68949 | T3-1-8200/EA/SVB-SW | Main switch, 1-pole, 32A | 60.4403 | 1
66581 | T3-1-8200/EZ | On/Off switch, 1-pole, 32A | 42.9935 | 1
207167 | T3-1-8200/I2 | On/Off switch, 1-pole, 32A | 65.9945 | 1
207200 | T3-1-8200/I2/SVB | Main switch, 1-pole, 32A | 74.6858 | 1
207201 | T3-1-8200/I2/SVB-SW | Main switch, 1-pole, 32A | 74.6858 | 1
7255 | T3-1-8200/V/SVB | Main switch, 1-pole, 32A | 66.2002 | 1
4882 | T3-1-8200/V/SVB-SW | Main switch, 1-pole, 32A | 66.2002 | 1
71327 | T3-1-8200/Z | On/Off switch, 1-pole, 32A | 46.4777 | 1
54718 | T3-1-8210/E | Changeover switch with 0 position, 1-pole, 32A | 45.9377 | 1
3072 | T3-1-8210/EZ | Changeover switch with 0 position, 1-pole, 32A | 47.6477 | 1
207169 | T3-1-8210/I2 | Changeover switch with 0 position, 1-pole, 32A | 70.2373 | 1
57091 | T3-1-8210/Z | Changeover switch with 0 position, 1-pole, 32A | 51.1319 | 1
9632 | T3-1-8214/E | Changeover switch with 0 position, 32A | 45.9377 | 1
38108 | T3-1-8220/E | Changeover switch without 0 position, 32A | 45.9377 | 1
207171 | T3-1-8220/I2 | Changeover switch without 0 position, 32A | 70.2373 | 1
71355 | T3-1-91/E | Control switch, 32A | 45.9377 | 1
87938 | T3-2-1/E | On/Off switch, 3-pole, 32A | 56.5447 | 1
28612 | T3-2-1/EA/SVB | Main switch, 3-pole, 32A | 75.9843 | 1
222746 | T3-2-1/I2/SVB | Main switch, 3-pole, 32A | 98.0339 | 1
33358 | T3-2-1/V/SVB | Main switch, 3-pole, 32A | 81.32 | 1
17664 | T3-2-1/XZ | On/Off switch, 3-pole, 32A | 55.3747 | 1
17665 | T3-2-10/E | Control switch, 32A | 64.696 | 1
17667 | T3-2-10/EA/SVB | Control switch, 32A | 83.9942 | 1
17674 | T3-2-10/XZ | Control switch, 32A | 63.526 | 1
17810 | T3-2-15125/Z | Control switch, 32A | 70.0316 | 1
17815 | T3-2-15130/Z | Control switch, 32A | 76.3958 | 1
17816 | T3-2-15136/E | Control switch, 32A | 71.1244 | 1
223018 | T3-2-15169/I2/SVB | Control switch, 32A | 98.2397 | 1
52373 | T3-2-15403/E | Control switch, 32A | 64.696 | 1
222758 | T3-2-15435/I2 | Control switch, 32A | 89.5355 | 1
218995 | T3-2-15679/I2/SVB | Control switch, 32A | 98.2397 | 1
222840 | T3-2-15679/I2/SVB-SW | Control switch, 32A | 98.0339 | 1
290194 | T3-2-15907/I2 | Control switch, 32A | 89.5355 | 1
61837 | T3-2-8211/E | Changeover switch with 0 position, 2-pole, 32A | 64.696 | 1
3075 | T3-2-8211/EZ | Changeover switch with 0 position, 2-pole, 32A | 66.5345 | 1
207178 | T3-2-8211/I2 | Changeover switch with 0 position, 2-pole, 32A | 89.5355 | 1
64210 | T3-2-8211/Z | Changeover switch with 0 position, 2-pole, 32A | 70.0316 | 1
207179 | T3-2-8215/I2 | Changeover switch with 0 position, 32A | 89.5355 | 1
45227 | T3-2-8221/E | Changeover switch without 0 position, 32A | 64.696 | 1
1025 | T3-2-8221/EZ | Changeover switch without 0 position, 32A | 66.5345 | 1
207180 | T3-2-8221/I2 | Changeover switch without 0 position, 32A | 89.5355 | 1
76102 | T3-2-8230/E | Control switch, 32A | 64.696 | 1
83221 | T3-2-8231/E | Control switch, 32A | 64.696 | 1
218994 | T3-2-8324/I2/SVB | Control switch, 32A | 98.2397 | 1
73695 | T3-2-8400/E | Reversing switch, 2-pole, 32A | 64.696 | 1
207181 | T3-2-8400/I2 | Reversing switch, 2-pole, 32A | 89.5355 | 1
271675 | T3-2-COMBINATION-* | #N/A | 1.9671 | 1
222859 | T3-3-123/I2 | Control switch, 32A | 111.7137 | 1
222860 | T3-3-130/I2/SVB | Control switch, 32A | 120.4821 | 1
222867 | T3-3-15259/I2/SVB | Control switch, 32A | 120.4821 | 1
80849 | T3-3-15423/E | Control switch, 32A | 83.5828 | 1
12002 | T3-3-15680/EA/SVB | Main switch, 3+N-pole+1no1nc, 32A | 102.8167 | 1
14375 | T3-3-15680/EA/SVB-SW | Main switch, 3+N-pole+1no1nc, 32A | 102.8167 | 1
207202 | T3-3-15680/I2/SVB | Main switch, 3+N-pole+1no1nc, 32A | 120.4821 | 1
207203 | T3-3-15680/I2/SVB-SW | Main switch, 3+N-pole+1no1nc, 32A | 120.4821 | 1
26240 | T3-3-15681/EA/SVB | Main switch, 32A | 102.8167 | 1
207204 | T3-3-15681/I2/SVB | Main switch, 32A | 120.4821 | 1
207205 | T3-3-15681/I2/SVB-SW | Main switch, 32A | 120.4821 | 1
14377 | T3-3-15683/E | On/Off switch, 32A | 83.5828 | 1
42851 | T3-3-15683/EA/SVB-SW | Main switch, 3-pole+2no1nc, 32A | 102.8167 | 1
207182 | T3-3-15683/I2 | On/Off switch, 32A | 111.7137 | 1
207206 | T3-3-15683/I2/SVB | Main switch, 3-pole+2no1nc, 32A | 121.6649 | 1
255912 | T3-3-15683/I2/SVB-NA | #N/A | 132.529 | 1
207207 | T3-3-15683/I2/SVB-SW | Main switch, 3-pole+2no1nc, 32A | 120.4821 | 1
45224 | T3-3-15683/V/SVB | Main switch, 3-pole+2no1nc, 32A | 108.4352 | 1
222870 | T3-3-2/I2 | Control switch, 32A | 111.7137 | 1
222871 | T3-3-20/I2 | Control switch, 32A | 111.7137 | 1
2539 | T3-3-8048/E |  | 85.5135 | 1
68956 | T3-3-8212/E | Changeover switch with 0 position, 3-pole, 32A | 85.0485 | 1
3080 | T3-3-8212/EZ | Changeover switch with 0 position, 3-pole, 32A | 84.6885 | 1
207183 | T3-3-8212/I2 | Changeover switch with 0 position, 3-pole, 32A | 111.7137 | 1
71329 | T3-3-8212/Z | Changeover switch with 0 position, 3-pole, 32A | 89.8055 | 1
23870 | T3-3-8216/E | Changeover switch with 0 position, 32A | 83.5828 | 1
207184 | T3-3-8216/I2 | Changeover switch with 0 position, 32A | 111.7137 | 1
52346 | T3-3-8222/E | Changeover switch without 0 position, 3-pole, 32A | 83.5828 | 1
1069 | T3-3-8222/EZ | Changeover switch without 0 position, 3-pole, 32A | 85.4342 | 1
207185 | T3-3-8222/I2 | Changeover switch without 0 position, 3-pole, 32A | 112.8194 | 1
57092 | T3-3-8222/Z | Changeover switch without 0 position, 3-pole, 32A | 89.1241 | 1
2538 | T3-3-8228/E | Reversing switch, 3-pole, 32A | 83.5828 | 1
695 | T3-3-8228/EZ | Reversing switch, 3-pole, 32A | 85.4342 | 1
207186 | T3-3-8228/I2 | Reversing switch, 3-pole, 32A | 111.7137 | 1
4911 | T3-3-8228/Z | Reversing switch, 3-pole, 32A | 89.1241 | 1
28642 | T3-3-8243/E | Control switch, 32A | 83.5828 | 1
35761 | T3-3-8244/E | Control switch, 32A | 83.5828 | 1
222878 | T3-3-8261/I2 | Control switch, 32A | 111.7137 | 1
20015 | T3-3-8314/E | Control switch, 32A | 83.5828 | 1
20016 | T3-3-8314/EZ | Control switch, 32A | 85.4342 | 1
33360 | T3-3-8341/E | Control switch, 32A | 83.5828 | 1
20027 | T3-3-8341/XZ | Control switch, 32A | 82.6957 | 1
45225 | T3-3-8342/E | On/Off switch, 6-pole, 32A | 83.5828 | 1
71326 | T3-3-8342/EA/SVB | Main switch, 6-pole, 32A | 102.8167 | 1
73699 | T3-3-8342/EA/SVB-SW | Main switch, 6-pole, 32A | 102.8167 | 1
207187 | T3-3-8342/I2 | On/Off switch, 6-pole, 32A | 111.7137 | 1
207208 | T3-3-8342/I2/SVB | Main switch, 6-pole, 32A | 120.4821 | 1
215465 | T3-3-8342/I2/SVB-SOND801 | Main switch, 32A | 133.5576 | 1
207209 | T3-3-8342/I2/SVB-SW | Main switch, 6-pole, 32A | 120.4821 | 1
76072 | T3-3-8342/V/SVB | Main switch, 6-pole, 32A | 108.4352 | 1
78445 | T3-3-8342/V/SVB-SW | Main switch, 6-pole, 32A | 108.4352 | 1
20030 | T3-3-8342/XZ | On/Off switch, 32A | 82.6957 | 1
52344 | T3-3-8342/Z | On/Off switch, 6-pole, 32A | 89.1241 | 1
30992 | T3-3-8401/E | Reversing switch, 3-pole, 32A | 83.5828 | 1
694 | T3-3-8401/EZ | Reversing switch, 3-pole, 32A | 85.4342 | 1
207188 | T3-3-8401/I2 | Reversing switch, 3-pole, 32A | 111.7137 | 1
20031 | T3-3-8401/XZ | Reversing switch, 3-pole, 32A | 82.6957 | 1
35739 | T3-3-8401/Z | Reversing switch, 3-pole, 32A | 89.1241 | 1
28641 | T3-3-8451/E | Multi-speed switch, 6-pole, 32A | 83.5828 | 1
956 | T3-3-8451/EZ | Multi-speed switch, 6-pole, 32A | 85.4342 | 1
207189 | T3-3-8451/I2 | Multi-speed switch, 6-pole, 32A | 111.7137 | 1
31014 | T3-3-8451/Z | Multi-speed switch, 6-pole, 32A | 89.1241 | 1
231949 | T3-3-8901/E | On/Off switch, 3-pole+1no1nc, 32A | 83.5828 | 1
231945 | T3-3-8901/EA/SVB | Main switch, 32A | 102.8167 | 1
231946 | T3-3-8901/EA/SVB-SW | Main switch, 3+N-pole+1no1nc, 32A | 102.8167 | 1
231950 | T3-3-8901/EZ | On/Off switch, 32A | 85.4342 | 1
231951 | T3-3-8901/I2 | On/Off switch, 32A | 129.1734 | 1
218987 | T3-3-8901/I2/SVB | Main switch, 32A | 120.4821 | 1
218988 | T3-3-8901/I2/SVB-SW | Main switch, 3+N-pole+1no1nc, 32A | 120.4821 | 1
231952 | T3-3-8901/Z | #N/A | 89.1241 | 1
20044 | T3-4-11/E | Control switch, 32A | 112.8837 | 1
222898 | T3-4-15107/I2 | Control switch, 32A | 129.1734 | 1
222899 | T3-4-15164/I2 | Control switch, 32A | 129.1734 | 1
222900 | T3-4-15164/I2/SVB | Control switch, 32A | 138.0704 | 1
36961 | T3-4-15551/E | Control switch, 32A | 102.4824 | 1
23869 | T3-4-15682/E | On/Off switch, 6-pole, 32A | 102.4824 | 1
54716 | T3-4-15682/EA/SVB | Main switch, 6-pole+1no1nc, 32A | 121.7807 | 1
57089 | T3-4-15682/EA/SVB-SW | Main switch, 6-pole+1no1nc, 32A | 121.7807 | 1
207190 | T3-4-15682/I2 | On/Off switch, 6-pole, 32A | 129.1734 | 1
207210 | T3-4-15682/I2/SVB | Main switch, 6-pole+1no1nc, 32A | 138.9318 | 1
207211 | T3-4-15682/I2/SVB-SW | Main switch, 6-pole+1no1nc, 32A | 136.8747 | 1
25526 | T3-4-15682/ST/SVB | Main switch, 32A | 258.9284 | 1
201719 | T3-4-15682/ST/SVB-SW | Main switch, 32A | 262.2718 | 1
59462 | T3-4-15682/V/SVB | Main switch, 6-pole+1no1nc, 32A | 126.9106 | 1
61835 | T3-4-15682/V/SVB-SW | Main switch, 6-pole+1no1nc, 32A | 126.9106 | 1
20224 | T3-4-15682/XZ | On/Off switch, 6-pole, 32A | 101.7239 | 1
30988 | T3-4-15682/Z | On/Off switch, 6-pole, 32A | 107.8823 | 1
222570 | T3-4-15700/I2/SVB | Control switch, 32A | 138.0704 | 1
2682 | T3-4-15700/V/SVB | Control switch, 32A | 135.8204 | 1
222906 | T3-4-3/I2 | Control switch, 32A | 129.1734 | 1
76075 | T3-4-8213/E | Changeover switch with 0 position, 4-pole, 32A | 102.4824 | 1
3079 | T3-4-8213/EZ | Changeover switch with 0 position, 4-pole, 32A | 104.6681 | 1
207191 | T3-4-8213/I2 | Changeover switch with 0 position, 4-pole, 32A | 129.1734 | 1
78448 | T3-4-8213/Z | Changeover switch with 0 position, 4-pole, 32A | 107.8823 | 1
59465 | T3-4-8223/E | Changeover switch without 0 position, 4-pole, 32A | 102.4824 | 1
207192 | T3-4-8223/I2 | Changeover switch without 0 position, 4-pole, 32A | 129.1734 | 1
61838 | T3-4-8223/Z | Changeover switch without 0 position, 4-pole, 32A | 107.8823 | 1
9659 | T3-4-8235/E | Control switch, 32A | 102.4824 | 1
2513 | T3-4-8294/E | Changeover switch with 0 position, 4-pole, 32A | 102.4824 | 1
207193 | T3-4-8294/I2 | Changeover switch with 0 position, 4-pole, 32A | 129.1734 | 1
4886 | T3-4-8294/Z | Changeover switch with 0 position, 4-pole, 32A | 107.8823 | 1
218966 | T3-4-8343/I2/SVB | Main switch, 32A | 138.0704 | 1
207194 | T3-4-8344/I2 | On/Off switch, 8-pole, 32A | 129.1734 | 1
207212 | T3-4-8344/I2/SVB | Main switch, 8-pole, 32A | 138.0704 | 1
207213 | T3-4-8344/I2/SVB-SW | Main switch, 8-pole, 32A | 138.0704 | 1
9657 | T3-4-8410/E | Star-Delta switch, 3-pole, 32A | 103.2667 | 1
721 | T3-4-8410/EZ | Star-Delta switch, 3-pole, 32A | 104.6681 | 1
207195 | T3-4-8410/I2 | Star-Delta switch, 3-pole, 32A | 129.1734 | 1
12030 | T3-4-8410/Z | Star-Delta switch, 3-pole, 32A | 107.8823 | 1
35760 | T3-4-8440/E | Multi-speed switch, 3-pole, 32A | 102.4824 | 1
959 | T3-4-8440/EZ | Multi-speed switch, 3-pole, 32A | 104.6681 | 1
207196 | T3-4-8440/I2 | Multi-speed switch, 3-pole, 32A | 129.1734 | 1
38133 | T3-4-8440/Z | Multi-speed switch, 3-pole, 32A | 107.8823 | 1
42879 | T3-4-8441/E | Multi-speed switch, 3-pole, 32A | 102.4824 | 1
207197 | T3-4-8441/I2 | Multi-speed switch, 3-pole, 32A | 129.1734 | 1
45252 | T3-4-8441/Z | Multi-speed switch, 3-pole, 32A | 107.8823 | 1
215222 | T3-4-8902/E | Changeover switch with 0 position, 4-pole, 32A | 102.4824 | 1
215223 | T3-4-8902/EZ | Changeover switch with 0 position, 4-pole, 32A | 104.6681 | 1
215224 | T3-4-8902/I2 | Changeover switch with 0 position, 4-pole, 32A | 129.1734 | 1
290193 | T3-4-8902/XZ | Changeover switch with 0 position, 4-pole, 32A | 111.7137 | 1
215225 | T3-4-8902/Z | Changeover switch with 0 position, 4-pole, 32A | 107.8823 | 1
4035 | T3-5-15133/EZ | Control switch, 32A | 133.5576 | 1
4038 | T3-5-15139/E | Control switch, 32A | 132.529 | 1
4041 | T3-5-15139/Z | Control switch, 32A | 136.9132 | 1
4042 | T3-5-15144/E | Control switch, 32A | 133.3519 | 1
797 | T3-5-15876/EZ | Reversing switch star-delta, 3-pole, 32A | 123.8378 | 1
207537 | T3-5-15876/I2 | Reversing switch star-delta, 3-pole, 32A | 147.9316 | 1
4110 | T3-5-15892/E | Control switch, 32A | 132.529 | 1
4114 | T3-5-15896/E | Control switch, 32A | 132.529 | 1
4118 | T3-5-15899/E | Control switch, 32A | 132.529 | 1
4135 | T3-5-25/E | Control switch, 32A | 132.529 | 1
4139 | T3-5-25/Z | Control switch, 32A | 136.9132 | 1
4140 | T3-5-29/E | Control switch, 32A | 132.529 | 1
4145 | T3-5-30/E | Control switch, 32A | 132.529 | 1
4150 | T3-5-31/E | Control switch, 32A | 132.529 | 1
263862 | T3-5-69252GB/I3M/SVB-SW | Control switch, 32A | 370.6133 | 1
21524 | T3-5-8270/E | Control switch, 32A | 121.7807 | 1
61864 | T3-5-8281/E | Control switch, 32A | 121.7807 | 1
3171 | T3-5-8345/EA/SVB-SW | Control switch, 32A | 139.1761 | 1
4190 | T3-5-8345/V/SVB | Control switch, 32A | 146.7745 | 1
3172 | T3-5-8345/V/SVB-SW | Control switch, 32A | 146.7745 | 1
57090 | T3-5-8346/E | Control switch, 32A | 121.7807 | 1
80818 | T3-5-8346/EA/SVB | Control switch, 32A | 139.1761 | 1
85564 | T3-5-8346/V/SVB | Control switch, 32A | 146.7745 | 1
87937 | T3-5-8346/V/SVB-SW | Control switch, 32A | 146.7745 | 1
83194 | T3-5-8361/E | Control switch, 32A | 121.7807 | 1
85567 | T3-5-8361/Z | Control switch, 32A | 125.9592 | 1
66584 | T3-5-8369/E | Changeover switch without 0 position, 5-pole, 32A | 121.7807 | 1
207536 | T3-5-8369/I2 | Changeover switch without 0 position, 5-pole, 32A | 147.9316 | 1
68957 | T3-5-8369/Z | Changeover switch without 0 position, 5-pole, 32A | 125.9592 | 1
49998 | T3-5-8453/E | Control switch, 32A | 121.7807 | 1
4204 | T3-5-89/E | Control switch, 32A | 132.529 | 1
4209 | T3-6-103/E | Control switch, 32A | 155.6715 | 1
4225 | T3-6-13/E-RT | Control switch, 32A | 155.6715 | 1
3227 | T3-6-15168/EA/SVB-SW | Control switch, 32A | 174.1469 | 1
3230 | T3-6-15168/V/SVB-SW | Control switch, 32A | 178.4668 | 1
4284 | T3-6-15168/Z | Control switch, 32A | 161.0071 | 1
4325 | T3-6-154/E | Control switch, 32A | 155.6715 | 1
54744 | T3-6-15866/E | Reversing multi-speed switch, 32A | 138.0704 | 1
57117 | T3-6-15866/Z | Reversing multi-speed switch, 32A | 146.7745 | 1
23895 | T3-6-15877/E | Control switch, 32A | 138.0704 | 1
4350 | T3-6-15898/E | Control switch, 32A | 155.6715 | 1
226315 | T3-6-65646-SCM/EZ-P1/OFS+9MM+BZ2,9 | #N/A | 252.0469 | 1
4373 | T3-6-66/E | Control switch, 32A | 155.6715 | 1
28643 | T3-6-8271/E | Control switch, 32A | 138.0704 | 1
66610 | T3-6-8282/E | Control switch, 32A | 138.0704 | 1
4436 | T3-6-8347/V/SVB | Control switch, 32A | 166.4199 | 1
68955 | T3-6-8348/E | On/Off switch, 32A | 138.0704 | 1
90310 | T3-6-8348/EA/SVB | Main switch, 32A | 161.0071 | 1
76074 | T3-6-8348/Z | On/Off switch, 32A | 146.7745 | 1
90313 | T3-6-8362/E | Control switch, 32A | 138.0704 | 1
73703 | T3-6-8370/E | Changeover switch without 0 position, 6-pole, 32A | 138.0704 | 1
4506 | T3-6-8370/EZ | Changeover switch without 0 position, 6-pole, 32A | 140.1275 | 1
5531 | T3-7-68/E | Control switch, 32A | 175.3168 | 1
5536 | T3-7-69/E | Control switch, 32A | 175.3168 | 1
5561 | T3-7-8349/E | Control switch, 32A | 161.0071 | 1
5574 | T3-7-8363/EZ | Control switch, 32A | 162.1771 | 1
5580 | T3-7-8371/Z | Control switch, 32A | 165.3142 | 1
5650 | T3-8-15152/E | Control switch, 32A | 194.6151 | 1
80820 | T3-8-8352/E | Control switch, 32A | 177.3739 | 1
80822 | T3-8-8372/E | Changeover switch without 0 position, 8-pole, 32A | 177.3739 | 1
83195 | T3-8-8372/Z | Changeover switch without 0 position, 8-pole, 32A | 184.0081 | 1
5828 | T3-9-15153/E | Control switch, 32A | 220.5603 | 1
5870 | T3-9-8284/E | Control switch, 32A | 220.5603 | 1
177077 | T3-MINI | Transparent door for Mini board, 3 modules | 1.3411 | 1
177078 | T4-MINI | Transparent door for Mini board, 4 modules | 1.4668 | 1
207262 | T5-1-102/I5 | On/Off switch, 2-pole, 100A | 220.1232 | 1
207273 | T5-1-102/I5/SVB | Main switch, 2-pole, 100A | 245.8113 | 1
207274 | T5-1-102/I5/SVB-SW | Main switch, 2-pole, 100A | 174.1049 | 1
207275 | T5-1-8200/I5/SVB | Main switch, 100A | 240.8999 | 1
222431 | T5-2-8211/I5 | Control switch, 100A | 276.9764 | 1
207266 | T5-3-8212/I5 | Changeover switch with 0 position, 3-pole, 100A | 348.5509 | 1
207267 | T5-3-8342/I5 | On/Off switch, 6-pole, 100A | 348.5509 | 1
207279 | T5-3-8342/I5/SVB | Main switch, 6-pole, 100A | 372.4004 | 1
207280 | T5-3-8342/I5/SVB-SW | Main switch, 6-pole, 100A | 372.4004 | 1
207447 | T5-3-8342/I5-SI | Safety switch with warning label, 6-pole, 100A | 429.2665 | 1
207448 | T5-3-8342/I5-SI-SW | Safety switch with warning label, 6-pole, 100A | 429.2665 | 1
207268 | T5-3-8401/I5 | Reversing switch, 100A | 339.461 | 1
207408 | T5-3-8901/EA/SVB | Main switch, 100A | 282.5435 | 1
207409 | T5-3-8901/EA/SVB-SW | Main switch, 3+N-pole+1no1nc, 100A | 282.5435 | 1
207277 | T5-3-8901/I5/SVB | Main switch, 100A | 365.0848 | 1
207278 | T5-3-8901/I5/SVB-SW | Main switch, 3+N-pole+1no1nc, 100A | 365.0848 | 1
223020 | T5-4-15164/I5/SVB | Main switch, 100A | 435.515 | 1
81952 | T5-4-15164/ST/SVB | Main switch, 100A | 343.1328 | 1
207412 | T5-4-15682/E | On/Off switch, 6-pole, 100A | 298.3318 | 1
207413 | T5-4-15682/EA/SVB | Main switch, 6-pole+1no1nc, 100A | 340.9781 | 1
207414 | T5-4-15682/EA/SVB-SW | Main switch, 6-pole+1no1nc, 100A | 340.9781 | 1
207269 | T5-4-15682/I5 | On/Off switch, 6-pole, 100A | 413.2597 | 1
207281 | T5-4-15682/I5/SVB | Main switch, 6-pole+1no1nc, 100A | 431.7222 | 1
207282 | T5-4-15682/I5/SVB-SW | Main switch, 6-pole+1no1nc, 100A | 431.1565 | 1
207285 | T5-4-15682/I5-SI | Safety switch with warning label, 6-pole+1no1nc, 100A | 442.1363 | 1
207286 | T5-4-15682/I5-SI-SW | Safety switch with warning label, 6-pole+1no1nc, 100A | 442.1363 | 1
215330 | T5-4-15682/ST/SVB | Main switch, 100A | 342.3898 | 1
207415 | T5-4-15682/V/SVB | Main switch, 6-pole+1no1nc, 100A | 354.105 | 1
207416 | T5-4-15682/V/SVB-SW | Main switch, 6-pole+1no1nc, 100A | 359.9035 | 1
207417 | T5-4-15682/Z | On/Off switch, 6-pole, 100A | 317.3728 | 1
215018 | T5-4-15700/ST/SVB | Main switch, 100A | 342.266 | 1
207270 | T5-4-8213/I5 | Changeover switch with 0 position, 4-pole, 100A | 409.1326 | 1
207271 | T5-4-8223/I5 | Changeover switch without 0 position, 4-pole, 100A | 409.1326 | 1
207433 | T5-4-8294/I5 | Changeover switch with 0 position, 4-pole, 100A | 315.6114 | 1
207272 | T5-4-8344/I5 | On/Off switch, 8-pole, 100A | 409.1326 | 1
207283 | T5-4-8344/I5/SVB | Main switch, 8-pole, 100A | 431.1565 | 1
207284 | T5-4-8344/I5/SVB-SW | Main switch, 8-pole, 100A | 431.1565 | 1
222918 | T5-4-8410/I5 | Star-Delta switch, 3-pole, 100A | 409.1326 | 1
223014 | T5-4-88/I5 | Control switch, 100A | 409.1326 | 1
207418 | T5-4-8902/E | Changeover switch with 0 position, 4-pole, 100A | 295.349 | 1
207214 | T5-4-8902/I5 | Changeover switch with 0 position, 4-pole, 100A | 315.6114 | 1
207419 | T5-4-8902/Z | Changeover switch with 0 position, 4-pole, 100A | 317.3728 | 1
207289 | T5-4-8903/I5-SI | Safety switch with warning label, 6-pole+2no, 100A | 442.1363 | 1
207290 | T5-4-8903/I5-SI-SW | Safety switch with warning label, 6-pole+2no, 100A | 442.1363 | 1
207215 | T5B-1-102/I4 | On/Off switch, 2-pole, 63A | 134.4576 | 1
207238 | T5B-1-102/I4/SVB | Main switch, 2-pole, 63A | 147.7388 | 1
207239 | T5B-1-102/I4/SVB-SW | Main switch, 2-pole, 63A | 147.7388 | 1
207218 | T5B-1-8200/I4 | On/Off switch, 1-pole, 63A | 131.2048 | 1
207240 | T5B-1-8200/I4/SVB | Main switch, 1-pole, 63A | 141.9789 | 1
207241 | T5B-1-8200/I4/SVB-SW | Main switch, 1-pole, 63A | 141.9789 | 1
207432 | T5B-1-8210/I4 | Changeover switch with 0 position, 1-pole, 63A | 146.7745 | 1
222924 | T5B-2-1/I4/SVB | Main switch, 3-pole, 63A | 194.4993 | 1
222928 | T5B-2-15169/I4/SVB | Main switch, 63A | 194.4993 | 1
207220 | T5B-2-8211/I4 | Changeover switch with 0 position, 2-pole, 63A | 184.9724 | 1
207221 | T5B-2-8221/I4 | Changeover switch without 0 position, 63A | 184.9724 | 1
222974 | T5B-2-8324/I4/SVB | Main switch, 63A | 196.4665 | 1
207222 | T5B-2-8400/I4 | Reversing switch, 2-pole, 63A | 184.9724 | 1
44904 | T5B-3-143/E | Control switch, 63A | 161.8428 | 1
222978 | T5B-3-15159/I4/SVB | Main switch, 63A | 229.3416 | 1
222554 | T5B-3-7/I4 | Control switch, 63A | 218.6446 | 1
92386 | T5B-3-8212/E | Changeover switch with 0 position, 3-pole, 63A | 166.3427 | 1
207223 | T5B-3-8212/I4 | Changeover switch with 0 position, 3-pole, 63A | 220.0075 | 1
207224 | T5B-3-8222/I4 | Changeover switch without 0 position, 3-pole, 63A | 218.6446 | 1
207225 | T5B-3-8228/I4 | Reversing switch, 3-pole, 63A | 218.6446 | 1
207226 | T5B-3-8342/I4 | On/Off switch, 6-pole, 63A | 216.4589 | 1
207242 | T5B-3-8342/I4/SVB | Main switch, 6-pole, 63A | 225.6774 | 1
207243 | T5B-3-8342/I4/SVB-SW | Main switch, 6-pole, 63A | 227.953 | 1
207250 | T5B-3-8342/I4-SI | Safety switch with warning label, 6-pole, 63A | 242.2113 | 1
207251 | T5B-3-8342/I4-SI-SW | Safety switch with warning label, 6-pole, 63A | 244.6542 | 1
207227 | T5B-3-8401/I4 | Reversing switch, 3-pole, 63A | 211.0462 | 1
207228 | T5B-3-8451/I4 | Multi-speed switch, 6-pole, 63A | 218.6446 | 1
207420 | T5B-3-8901/EA/SVB | Main switch, 3+N-pole+1no1nc, 63A | 213.1676 | 1
207421 | T5B-3-8901/EA/SVB-SW | Main switch, 3+N-pole+1no1nc, 63A | 213.1676 | 1
207244 | T5B-3-8901/I4/SVB | Main switch, 3+N-pole+1no1nc, 63A | 223.8517 | 1
255913 | T5B-3-8901/I4/SVB-NA | #N/A | 252.0469 | 1
207245 | T5B-3-8901/I4/SVB-SW | Main switch, 3+N-pole+1no1nc, 63A | 226.0373 | 1
207422 | T5B-3-8901/V/SVB | Main switch, 3+N-pole+1no1nc, 63A | 233.5072 | 1
207423 | T5B-3-8901/V/SVB-SW | Main switch, 3+N-pole+1no1nc, 63A | 231.1673 | 1
223021 | T5B-4-15164/I4 | On/Off switch, 63A | 259.4396 | 1
223022 | T5B-4-15164/I4/SVB | Main switch, 63A | 259.4396 | 1
225386 | T5B-4-15164/I4/SVB-SW | Main switch, 63A | 259.4396 | 1
25525 | T5B-4-15164/ST/SVB | Main switch, 63A | 343.6281 | 1
207424 | T5B-4-15682/E | On/Off switch, 6-pole, 63A | 194.6151 | 1
207425 | T5B-4-15682/EA/SVB | Main switch, 6-pole+1no1nc, 63A | 235.3458 | 1
207426 | T5B-4-15682/EA/SVB-SW | Main switch, 6-pole+1no1nc, 63A | 235.3458 | 1
207229 | T5B-4-15682/I4 | On/Off switch, 6-pole, 63A | 259.4396 | 1
207246 | T5B-4-15682/I4/SVB | Main switch, 6-pole+1no1nc, 63A | 268.7609 | 1
207247 | T5B-4-15682/I4/SVB-SW | Main switch, 6-pole+1no1nc, 63A | 266.0738 | 1
207254 | T5B-4-15682/I4-SI | Safety switch with warning label, 6-pole+1no1nc, 63A | 278.8793 | 1
207255 | T5B-4-15682/I4-SI-SW | Safety switch with warning label, 6-pole+1no1nc, 63A | 278.8793 | 1
215328 | T5B-4-15682/ST/SVB | Main switch, 63A | 344.433 | 1
215329 | T5B-4-15682/ST/SVB-SW | Main switch, 63A | 343.6281 | 1
207427 | T5B-4-15682/V/SVB | Main switch, 6-pole+1no1nc, 63A | 253.1269 | 1
207428 | T5B-4-15682/V/SVB-SW | Main switch, 6-pole+1no1nc, 63A | 253.1269 | 1
207429 | T5B-4-15682/Z | On/Off switch, 6-pole, 63A | 214.6333 | 1
223023 | T5B-4-15700/I4/SVB | Main switch, 63A | 266.0738 | 1
223009 | T5B-4-3/I4 | Control switch, 63A | 256.8554 | 1
223024 | T5B-4-41/I4 | Control switch, 63A | 256.8554 | 1
207230 | T5B-4-8213/I4 | Changeover switch with 0 position, 4-pole, 63A | 256.8554 | 1
207231 | T5B-4-8223/I4 | Changeover switch without 0 position, 4-pole, 63A | 256.8554 | 1
207232 | T5B-4-8294/I4 | Changeover switch with 0 position, 4-pole, 63A | 256.8554 | 1
223016 | T5B-4-8343/I4 | Control switch, 63A | 256.8554 | 1
223010 | T5B-4-8343/I4/SVB | Control switch, 63A | 266.0738 | 1
207233 | T5B-4-8344/I4 | On/Off switch, 8-pole, 63A | 259.4396 | 1
207248 | T5B-4-8344/I4/SVB | Main switch, 8-pole, 63A | 266.0738 | 1
207249 | T5B-4-8344/I4/SVB-SW | Main switch, 8-pole, 63A | 266.0738 | 1
207234 | T5B-4-8410/I4 | Star-Delta switch, 3-pole, 63A | 249.9126 | 1
207235 | T5B-4-8440/I4 | Multi-speed switch, 3-pole, 63A | 239.0485 | 1
207236 | T5B-4-8441/I4 | Multi-speed switch, 3-pole, 63A | 236.6572 | 1
223025 | T5B-4-88/I4 | Control switch, 63A | 259.4396 | 1
207430 | T5B-4-8902/E | Changeover switch with 0 position, 4-pole, 63A | 192.6737 | 1
207237 | T5B-4-8902/I4 | Changeover switch with 0 position, 4-pole, 63A | 256.8554 | 1
222462 | T5B-4-8902/XZ | Changeover switch with 0 position, 63A | 214.6333 | 1
207431 | T5B-4-8902/Z | Changeover switch with 0 position, 4-pole, 63A | 216.7932 | 1
207258 | T5B-4-8903/I4-SI | Safety switch with warning label, 6-pole+2no, 63A | 281.6949 | 1
207259 | T5B-4-8903/I4-SI-SW | Safety switch with warning label, 6-pole+2no, 63A | 278.8793 | 1
214785 | T5B-5-15876/E | Reversing switch star-delta, 3-pole, 63A | 223.8517 | 1
214786 | T5B-5-15876/Z | Reversing switch star-delta, 3-pole, 63A | 247.7012 | 1
214788 | T5B-7-15866/E | Reversing multi-speed switch, 63A | 289.8591 | 1
91433 | T5B-7-8349/V/SVB-SW | Main switch, 63A | 359.5949 | 1
91422 | T5B-7-8363/E | Control switch, 63A | 289.8591 | 1
91228 | T5B-8-8351/EA/SVB | Main switch, 63A | 381.5545 | 1
91218 | T5B-8-8352/V/SVB | Main switch, 63A | 399.9142 | 1
91214 | T5B-8-8364/E | Control switch, 63A | 324.6884 | 1
90958 | T5B-9-8354/Z | Control switch, 63A | 379.7931 | 1
177079 | T5-MINI | Transparent door for Mini board, 5 modules | 1.6345 | 1
201448 | T6-160-6/I45/SVB/HI11 | Main switch, 6-pole+1no1nc, 160A | 1040.2269 | 1
201447 | T6-160-6/I45/SVB-SW/HI11 | Main switch, 6-pole+1no1nc, 160A | 1040.2269 | 1
200619 | T6-160-6/V/SVB/HI11 | Main switch, 6-pole+1no1nc, 160A | 638.4099 | 1
200127 | T6-160-6/V/SVB-SW/HI11 | Main switch, 6-pole+1no1nc, 160A | 638.4099 | 1
214781 | T6-3-8212/E/HI12 | Changeover switch with 0 position, 3-pole, 125A | 574.2282 | 1
177080 | T6-MINI | Transparent door for Mini board, 6 modules | 1.6764 | 1
214782 | T8-3-8212/E/HI12 | Changeover switch with 0 position, 3-pole, 315A | 883.7069 | 1
201450 | T8-3-8342/I48/SVB/HI11 | Main switch, 6-pole+1no1nc, 315A | 2027.3163 | 1
201449 | T8-3-8342/I48/SVB-SW/HI11 | Main switch, 6-pole+1no1nc, 315A | 2027.3163 | 1
200620 | T8-3-8342/V/SVB/HI11 | Main switch, 6-pole+1no1nc, 315A | 1274.5313 | 1
200128 | T8-3-8342/V/SVB-SW/HI11 | Main switch, 6-pole+1no1nc, 315A | 1274.5313 | 1
12470 | TBA3.1 | #N/A | 195.6693 | 1
98579 | T-CI44 | Door for CI enslosures | 237.9171 | 1
SBXL-TC | TERMINAL COVER FOR SBXL-S FUSE BASES | Terminal Cover for SBXL-S fuse base | 13.2163 | #N/A
44004 | TG23 | Mounting rail supports | 24.8267 | 1
46377 | TG43 | Mounting rail supports | 37.5422 | 1
48750 | TG44 | Mounting rail supports | 57.4961 | 1
167313 | TH-C |  | 36.5825 | 1
167268 | TH-HYG |  | 582.0051 | 1
167312 | TH-O |  | 36.5825 | 1
167310 | TH-TW-1K |  | 85.9844 | 1
167310 | TH-TW-1K |  | 85.9844 | 1
167266 | TH-TWIN |  | 88.5483 | 1
275430 | TIW-1 | Side frame attachment 75x90mm | 14.5026 | 1
275431 | TIW-2 | Side frame attachment 75x190mm | 21.2268 | 1
275432 | TIW-3 | Side frame attachment 150x190mm | 26.3949 | 1
101064 | TLE | Staircase switch, STOP function and alarm | 57.6247 | 1
101066 | TLK | Staircase switch, STOP/alarm/central.control | 64.9732 | 1
239021 | TM/E-FRONTSCHILD-NR(*) | Front plate for TM…/E | 13.3198 | 1
239022 | TM/EZ-FRONTSCHILD-NR(*) | Front plate for TM…/EZ | 13.3198 | 1
25045 | TM-1-15431/E | Manual/Auto switch, 1-pole, 10A | 34.5985 | 1
691 | TM-1-15431/EZ | Manual/Auto switch, 1-pole, 10A | 36.0616 | 1
91489 | TM-1-8175/E | Switch with reversing START position, 1-pole, 10A | 28.4076 | 1
98608 | TM-1-8178/E | On/Off switch, 1-pole, 10A | 34.5985 | 1
15137 | TM-1-8210/EZ | Changeover switch with 0 position, 1-pole, 10A | 36.0616 | 1
32164 | TM-1-8214/E | Changeover switch s vratnymi polohami | 34.5985 | 1
45476 | TM-1-8218/EZ | Changeover switch with 0 position | 36.0616 | 1
81996 | TM-1-8220/E | Changeover switch without 0 position, 1-pole, 10A | 34.5985 | 1
692 | TM-1-8220/EZ | Changeover switch without 0 position, 1-pole, 10A | 36.0616 | 1
203206 | TM-1-8220/EZ/S-J | Changeover switch without 0 position | 111.0649 | 1
58267 | TM-1-8240/E | Multi-speed switch with 0 position, 1-pole, 10A | 34.5985 | 1
70131 | TM-1-8290/E | On/Off switch, 1-pole, 10A | 28.4076 | 1
45477 | TM-1-8290/E/SVB | On/Off switch, 1-pole, 10A | 38.9741 | 1
215351 | TM-1-8290/E/SVB-SW | On/Off switch, 1-pole, 10A | 37.1318 | 1
693 | TM-1-8290/EZ | On/Off switch, 1-pole, 10A | 29.6268 | 1
72504 | TM-1-8291/E | On/Off switch, 2-pole, 10A | 34.5985 | 1
45478 | TM-1-8291/E/SVB | On/Off switch, 2-pole, 10A | 45.165 | 1
215352 | TM-1-8291/E/SVB-SW | On/Off switch, 2-pole, 10A | 43.0382 | 1
15073 | TM-1-8291/EZ | On/Off switch, 2-pole, 10A | 36.0616 | 1
84370 | TM-1-8310/E | Group switch, 1-pole, 10A | 34.5985 | 1
45479 | TM-1-8310/EZ | Group switch, 1-pole, 10A | 37.4586 | 1
27418 | TM-2-15432/E | Manual/Auto switch, 2-pole, 10A | 49.1478 | 1
28017 | TM-2-200335/EZ | Control switch | 76.3226 | 1
98607 | TM-2-8211/E | Changeover switch with 0 position, 2-pole, 10A | 48.1724 | 1
34537 | TM-2-8215/E | Changeover switch s vratnymi polohami | 49.1478 | 1
45481 | TM-2-8215/EZ | Changeover switch s vratnymi polohami | 50.5295 | 1
17926 | TM-2-8219/E | Changeover switch with 0 position | 49.1478 | 1
45482 | TM-2-8219/EZ | Changeover switch with 0 position | 50.5295 | 1
84369 | TM-2-8221/E | Changeover switch without 0 position, 2-pole, 10A | 49.1478 | 1
39283 | TM-2-8230/E | Multi-speed switch without 0 position, 1-pole, 10A | 42.8756 | 1
701 | TM-2-8230/EZ | Multi-speed switch without 0 position, 1-pole, 10A | 44.3251 | 1
44029 | TM-2-8231/E | Multi-speed switch without 0 position, 1-pole, 10A | 49.1478 | 1
700 | TM-2-8231/EZ | Multi-speed switch without 0 position, 1-pole, 10A | 50.5295 | 1
30267 | TM-2-8231/EZ-SW | Multi-speed switch without 0 position | 50.5295 | 1
65386 | TM-2-8241/E | Multi-speed switch with 0 position, 1-pole, 10A | 42.8756 | 1
72505 | TM-2-8242/E | Multi-speed switch with 0 position, 1-pole, 10A | 49.1478 | 1
60640 | TM-2-8260/E | Multi-speed switch with 0 position, 2-pole, 10A | 49.1478 | 1
45483 | TM-2-8260/EZ | Multi-speed switch with 0 position, 2-pole, 10A | 50.5295 | 1
74877 | TM-2-8292/E | On/Off switch, 3-pole, 10A | 42.8756 | 1
45484 | TM-2-8292/E/SVB | On/Off switch, 3-pole, 10A | 49.7845 | 1
210955 | TM-2-8292/E/SVB-SW | On/Off switch, 3-pole, 10A | 50.7734 | 1
15096 | TM-2-8292/EZ | On/Off switch, 3-pole, 10A | 44.3251 | 1
77250 | TM-2-8293/E | On/Off switch, 3+N-pole, 10A | 49.1478 | 1
45485 | TM-2-8293/E/SVB | On/Off switch, 3+N-pole, 10A | 55.5689 | 1
215353 | TM-2-8293/E/SVB-SW | On/Off switch, 3+N-pole, 10A | 56.6798 | 1
45486 | TM-2-8293/EZ | On/Off switch, 3+N-pole, 10A | 50.5295 | 1
86743 | TM-2-8311/E | Group switch, 1-pole, 10A | 42.8756 | 1
45487 | TM-2-8311/EZ | Group switch, 1-pole, 10A | 44.3251 | 1
13181 | TM-2-8400/E | Reversing switch | 49.1478 | 1
20300 | TM-2-8550/E | Coding switch, 1-pole, 10A | 49.1478 | 1
699 | TM-2-8550/EZ | Coding switch, 1-pole, 10A | 50.5295 | 1
22673 | TM-2-8551/E | Coding switch | 49.1478 | 1
45489 | TM-2-8551/EZ | Coding switch | 50.5295 | 1
29791 | TM-3-15433/E | Manual/Auto switch, 3-pole, 10A | 63.3854 | 1
45490 | TM-3-15433/EZ | Manual/Auto switch, 3-pole, 10A | 64.8485 | 1
45491 | TM-3-8212/EZ | Changeover switch with 0 position, 3-pole, 10A | 64.8485 | 1
36910 | TM-3-8216/E | Changeover switch s vratnymi polohami | 63.3854 | 1
86742 | TM-3-8222/E | Changeover switch without 0 position, 3-pole, 10A | 63.3854 | 1
45493 | TM-3-8222/EZ | Changeover switch without 0 position, 3-pole, 10A | 64.6047 | 1
30452 | TM-3-8222/EZ/S-J | Changeover switch without 0 position | 88.2709 | 1
17927 | TM-3-8228/E | Reversing switch | 57.4249 | 1
45494 | TM-3-8228/EZ | Reversing switch | 58.7254 | 1
39298 | TM-3-8232/E | Multi-speed switch without 0 position, 1-pole, 10A | 57.4249 | 1
53521 | TM-3-8233/E | Multi-speed switch without 0 position, 1-pole, 10A | 63.3854 | 1
79624 | TM-3-8243/E | Multi-speed switch with 0 position, 1-pole, 10A | 57.4249 | 1
15537 | TM-3-8243/EZ | Multi-speed switch with 0 position, 1-pole, 10A | 58.7254 | 1
81997 | TM-3-8244/E | Multi-speed switch with 0 position, 1-pole, 10A | 63.3854 | 1
45495 | TM-3-8244/EZ | Multi-speed switch with 0 position, 1-pole, 10A | 64.8485 | 1
67759 | TM-3-8261/E | Multi-speed switch with 0 position, 2-pole, 10A | 63.3854 | 1
698 | TM-3-8261/EZ | Multi-speed switch with 0 position, 2-pole, 10A | 64.8485 | 1
45496 | TM-3-8280/EZ | Multi-speed switch with 0 position, 3-pole, 10A | 64.8485 | 1
20299 | TM-3-8299/E | Changeover switch with 0 position | 63.3854 | 1
79623 | TM-3-8326/E | On/Off switch, 6-pole, 10A | 63.3854 | 1
45498 | TM-3-8326/E/SVB | On/Off switch, 6-pole, 10A | 74.0332 | 1
45499 | TM-3-8326/EZ | On/Off switch, 6-pole, 10A | 64.8485 | 1
13180 | TM-4-8213/E | Changeover switch with 0 position, 4-pole, 10A | 76.4446 | 1
45847 | TM-4-8213/EZ | Changeover switch with 0 position, 4-pole, 10A | 77.867 | 1
89115 | TM-4-8223/E | Changeover switch without 0 position, 4-pole, 10A | 76.4446 | 1
46119 | TM-4-8223/EZ | Changeover switch without 0 position, 4-pole, 10A | 77.867 | 1
74878 | TM-4-8262/E | Multi-speed switch with 0 position, 2-pole, 10A | 76.4446 | 1
46120 | TM-4-8262/EZ | Multi-speed switch with 0 position, 2-pole, 10A | 77.867 | 1
22672 | TM-4-8294/E | Changeover switch with 0 position | 76.4446 | 1
46121 | TM-4-8294/EZ | Changeover switch with 0 position | 79.1404 | 1
25046 | TM-4-8552/E | Reversing switch, 1-pole, 10A | 76.4446 | 1
69150 | TM-5-8237/E | Multi-speed switch without 0 position, 1-pole, 10A | 92.484 | 1
9741 | TM-5-8247/E | Multi-speed switch with 0 position, 1-pole, 10A | 85.9815 | 1
41671 | TM-5-8252/E | Multi-speed switch without 0 position, 2-pole, 10A | 92.484 | 1
46123 | TM-5-8252/EZ | Multi-speed switch without 0 position, 2-pole, 10A | 93.7032 | 1
41656 | TM-5-8270/E | Multi-speed switch without 0 position, 3-pole, 10A | 85.9815 | 1
46124 | TM-5-8270/EZ | Multi-speed switch without 0 position, 3-pole, 10A | 87.431 | 1
70132 | TM-5-8281/E | Multi-speed switch with 0 position, 3-pole, 10A | 85.9815 | 1
46125 | TM-5-8281/EZ | Multi-speed switch with 0 position, 3-pole, 10A | 87.431 | 1
91488 | TM-5-8369/E | Changeover switch without 0 position, 5-pole, 10A | 92.484 | 1
46126 | TM-5-8369/EZ | Changeover switch without 0 position, 5-pole, 10A | 93.7032 | 1
55894 | TM-6-8253/E | Multi-speed switch without 0 position, 2-pole, 10A | 106.7216 | 1
46127 | TM-6-8253/EZ | Multi-speed switch without 0 position, 2-pole, 10A | 108.4014 | 1
46402 | TM-6-8271/E | Multi-speed switch without 0 position, 3-pole, 10A | 106.7216 | 1
46128 | TM-6-8271/EZ | Multi-speed switch without 0 position, 3-pole, 10A | 108.4014 | 1
77251 | TM-6-8282/E | Multi-speed switch with 0 position, 3-pole, 10A | 106.7216 | 1
46130 | TM-6-8370/EZ | Changeover switch without 0 position, 6-pole, 10A | 108.4014 | 1
271662 | TM-COMBINATION-* | #N/A | 1.9671 | 1
272480 | TR-G/8 | Bell transformer, Un2=8V, 8VA | 31.8209 | 1
272482 | TR-G/8-S | Bell transformer, On/Off switch, Un2=8V, 8VA | 36.1473 | 1
272484 | TR-G2/24 | Bell transformer, Un2=12/24V, 24VA | 77.9693 | 1
272485 | TR-G2/63-SF | Bell transformer, Un2=12/24V, 63VA, safety-type | 187.7109 | 1
272483 | TR-G3/18 | Bell transformer, Un2=4/8/12V, 18VA | 45.5006 | 1
272481 | TR-G3/8 | Bell transformer, Un2=4/8/12V, 8VA | 42.1064 | 1
TD00-DI | Triple Integral Base NH00 CE | Fuse base 3-pole, size 00, 160A, screw or DIN rail mounted | 30.7892 | #N/A
TD00-D | Triple Pole Base NH00 | Fuse base 3-pole, size 00, 160A, screw or DIN rail mounted | 27.5542 | #N/A
178966 | TRSF2-KLV | #N/A | 15.4778 | 1
178957 | TS1-KLV | Replacement mounting rail frame with DIN rails for KLV-12…S-F, rows 1, modules 14 | 3.7865 | 1
178958 | TS2-KLV | Replacement mounting rail frame with DIN rails for KLV-24…S-F, rows 2, modules 28 | 8.079 | 1
50657 | TS35X15 | DIN rail 35/15, 2m width | 34.9579 | 1
53030 | TS35X7,5 | DIN rail 35/7,5, 2m width | 19.0154 | 1
178959 | TS3-KLV | Replacement mounting rail frame with DIN rails for KLV-36…S-F, rows 3, modules 42 | 10.4617 | 1
55403 | TS45 | Mounting rail for AE3-45 | 75.6601 | 20
178960 | TS4-KLV | Replacement mounting rail frame with DIN rails for KLV-48…S-F, rows 4, modules 56 | 12.752 | 1
167384 | TSADCF | Antenna top2 RC for wall mounting (Antenna top2 RC) | 312.5468 | 1
167385 | TSAGPSKIT | GPS antenna with power supply for TSDW1CODG | 583.1342 | 1
167387 | TSAMEM | Memory card for digital timer TSDW | 303.2174 | 1
167386 | TSAMEMKIT | PC set + memory card for digital timer TSDW | 87.0541 | 1
196848 | TSDW1CO-1 |  | 198.2331 | #N/A
196850 | TSDW1COA-1 |  | 285.0581 | #N/A
167382 | TSDW1CODG | Timer digital, 1channel,weekly, 1co contact, DCF/GPS | 467.0273 | 1
167383 | TSDW1COMIN | Timer digital, 1channel,weekly, 1co contact, 1MU slim | 281.5716 | 1
196849 | TSDW2CO-1 |  | 256.2908 | #N/A
167390 | TSQD1CO | Timer analogue, daily, 1channel, 1co cont, Quartz | 122.6549 | 1
167388 | TSQD1NO | Timer analogue, daily, 1channel, 1no cont, Quartz | 108.1523 | 1
167392 | TSQW1CO | Timer analogue, weekly, 1channel, 1co cont, Quartz | 202.2649 | 1
167391 | TSSD1CO | Timer analogue, daily, 1channel, 1co cont, Synchron. | 94.9869 | 1
167389 | TSSD1NO | Timer analogue, daily, 1channel, 1no cont, Synchron. | 87.6456 | 1
150657 | U10-EMR1 | El.meter distr.board, 1 meter-panel, 8 mod | 825.4504 | 1
150658 | U10-EMR1-F | El.meter distr.board, 1 meter-panel, 8 mod, window | 870.4007 | #N/A
149171 | U10-EMR1-R | Rain protection top for U10-EMR1 El.meter distr.board | 19.0079 | 1
150659 | U10-EMR2 | El.meter distr.board, 2 meter-pamel, 8+8 mod | 850.8974 | 1
150660 | U10-EMR2-F | El.meter distr.board, 2 meter-pamel, 8+8 mod, window | 880.8024 | 1
149172 | U10-EMR2-R | Rain protection top for U10-EMR2 El.meter distr.board | 23.9611 | 1
2288 | UBS4,8 | Captive screw | 0.23832 | 25
60282 | U-CI23 | Bases for CI enclosures with metric cable entry knockouts, 250x187,50 | 81.2808 | 1
38793 | U-CI23E | Spare bases for CI enclosures, 250x187,50 | 86.3984 | 1
57909 | U-CI23X | Bases for CI…X enclosures, 250x187,50 | 94.6645 | 1
65028 | U-CI43 | Bases for CI enclosures with metric cable entry knockouts, 250x375 | 106.681 | 1
64896 | U-CI43E | Spare bases for CI enclosures, 250x375 | 101.9145 | 1
62655 | U-CI43X | Bases for CI…X enclosures, 250x375 | 120.2905 | 1
67269 | U-CI44 | Bases for CI enclosures with metric cable entry knockouts, 375x375 | 156.177 | 1
69642 | U-CI44E | Spare bases for CI enclosures, 375x375 | 162.0222 | 1
67401 | U-CI44X | Bases for CI…X enclosures, 375x375 | 179.1814 | 1
1894 | U-CI45 | Bases for CI enclosures with metric cable entry knockouts, 500x375 | 184.8385 | 1
110103 | U-CI45-DR | #N/A | 210.3767 | 1
1893 | U-CI45E | Spare bases for CI enclosures, 500x375 | 187.46 | 1
83880 | U-CI48 | Bases for CI enclosures with metric cable entry knockouts, 750x375 | 277.1323 | 1
150661 | UFK1 | Flange, 8xM20+6xM25+5xM32+7xM40 | 50.5226 | 1
150662 | UFK2 | Flange, 4xM16+32xM20+4xM25+3xM40 | 50.5226 | 1
150663 | UFK3 | Flange, 6xM16+12xM20+15xM25+3xM32+3xM40 | 50.5226 | 1
150664 | UFK4 | Flange, 6xM16+1xM20+4xM25+5xM32+3xM50/63 | 50.5226 | 1
150642 | UFK-AFP-F3A | Add-on frame allowing to fix a UFK flange in a cut-out for F3A flangers | 40.7401 | 1
144022 | UI-TS | #N/A | 26.1521 | #N/A
144013 | UKBUE35.75 | #N/A | 10.703 | #N/A
144013 | UKBUE35.75 | #N/A | 10.703 | #N/A
144014 | UKBUE65.185 | Cable bracket | 11.8877 | #N/A
143961 | UKH | #N/A | 20.9249 | #N/A
52.22.040 | UMG 96RM-EL |  | 1337.6289 | #N/A
52.22.090 | UMG 96RM-PN |  | 2256.8203 | #N/A
73132 | U-PKZ0(110V50HZ) | Undervoltage release, 110V/50Hz | 35.6231 | 1
73143 | U-PKZ0(120V60HZ) | Undervoltage release, 120V/60Hz | 35.6231 | 1
73145 | U-PKZ0(208V60HZ) | Undervoltage release, 208V/60Hz | 35.6231 | 1
73134 | U-PKZ0(220V50HZ) | Undervoltage release, 220V/50Hz | 42.1022 | 1
73135 | U-PKZ0(230V50HZ) | Undervoltage release, 230V/50Hz | 40.1176 | 1
73136 | U-PKZ0(240V50HZ) | Undervoltage release, 240V/50Hz | 36.7082 | 1
73146 | U-PKZ0(240V60HZ) | Undervoltage release, 240V/60Hz | 35.6231 | 1
73129 | U-PKZ0(24V50HZ) | Undervoltage release, 24V/50Hz | 37.8558 | 1
219219 | U-PKZ0(24V60HZ) | Undervoltage release, 24V/60Hz | 43.1741 | 1
157862 | U-PKZ0(24VDC) | Undervoltage release, 24 V DC | 127.421 | 1
73137 | U-PKZ0(380V50HZ) | Undervoltage release, 380V/50Hz | 37.8558 | 1
73138 | U-PKZ0(400V50HZ) | Undervoltage release, 400V/50Hz | 37.8558 | 1
73139 | U-PKZ0(415V50HZ) | Undervoltage release, 415V/50Hz | 35.9384 | 1
82161 | U-PKZ0(440V60HZ) | Undervoltage release, 440/60Hz | 35.6231 | 1
73147 | U-PKZ0(480V60HZ) | Undervoltage release, 480/60Hz | 36.2133 | 1
167285 | UVA | Voltage indicator 230/400V | 90.5377 | 1
48289 | UV-P3 | Interlock section | 9.42 | 1
19925 | UV-T0 | Interlock section | 5.6821 | 1
260154 | UVU-NZM | Delay unit for undervoltage release | 680.8267 | 1
65011 | V/EA/SVB-SW-T0 | Main switch assembly T0, T3 | 17.4352 | 1
45064 | V/EA/SVB-SW-T5 | Main switch assembly T5, T5B | 31.4587 | 1
62638 | V/EA/SVB-T0 | Main switch assembly T0, T3 | 17.4352 | 1
45065 | V/EA/SVB-T5 | Main switch assembly T5, T5B | 31.6594 | 1
26634 | V0DILE | Coupling for contactor mech.connection DILE… or DILET… | 0.55723 | 50
225270 | V1/2"/M20 | Adapter 1/2" in M20 for MCS | 6.4573 | 1
53036 | V3/4"-MCSN | Adapter 3/4" for MCS | 5.458 | 1
41280 | V-AT0 | Operating head AT0 | 14.3753 | 1
2307 | VBS-RS | Assembly kit for fuse enclosure CI | 101.6025 | 5
10336 | VGDILE250 | Varistor suppressor 110-250 V | 8.8198 | 1
230266 | VGDILE250-C | Varistor suppressor 110-250 V | 10.7732 | 10
10463 | VGDILE415 | Varistor suppressor 380-415 V | 12.4449 | 1
10320 | VGDILE48 | Varistor suppressor 24-48 V | 9.7411 | 1
230265 | VGDILE48-C | Varistor suppressor 24-48 V | 11.7638 | 10
44880 | VHG50-CI | Extension for handle | 3.8056 | 1
203595 | VHI20-PKZ0 | Early-make auxiliary contacts for PKZ0, 2NO | 17.4359 | 1
278495 | VHI20-PKZ01 | Early-make auxiliary contacts for PKZ01, 2NO | 19.0035 | 1
192373 | VLCE14-1P | Fuse disconnector for cylindrical fuses up to 50A, 1-pole | 13.7037 | 1
192374 | VLCE14-1P/L | Fuse disconnector for cylindrical fuses up to 50A, 1-pole with signalling | 35.2531 | 1
192375 | VLCE14-1P+N | Fuse disconnector for cylindrical fuses up to 50A, 1+N-pole | 38.2344 | 1
192376 | VLCE14-2P | Fuse disconnector for cylindrical fuses up to 50A, 2-pole | 27.0413 | 1
192377 | VLCE14-3P | Fuse disconnector for cylindrical fuses up to 50A, 3-pole | 50.5782 | 1
192378 | VLCE14-3P/L | Fuse disconnector for cylindrical fuses up to 50A, 3-pole with signalling | 92.9969 | 1
192379 | VLCE14-3P+N | Fuse disconnector for cylindrical fuses up to 50A, 3+N-pole | 63.1835 | 1
192380 | VLCE22-1P | Fuse disconnector for cylindrical fuses up to 100A, 1-pole | 31.4872 | 1
192381 | VLCE22-1P+N | Fuse disconnector for cylindrical fuses up to 100A, 1+N-pole | 72.9121 | 1
192382 | VLCE22-2P | Fuse disconnector for cylindrical fuses up to 100A, 2-pole | 87.4527 | 1
192370 | VLCE22-3P |  | 93.1015 | 1
192371 | VLCE22-3P/L | Fuse disconnector for cylindrical fuses up to 100A, 3-pole with signalling | 110.5189 | 1
192372 | VLCE22-3P+N | Fuse disconnector for cylindrical fuses up to 100A, 3+N-pole | 137.2986 | 1
215078 | V-M12 | Cable gland IP68,M12 | 2.5909 | 1
215077 | V-M16 | Cable gland IP68,M16 | 2.7862 | 20
120814 | V-M20-Vent | Ventilation bushing | 98.0276 | 1
226156 | V-M32G | Metric cable glands, IP68,M32 (Glands to EN 50262) | 6.1844 | 1
209668 | V-M40 | Cable gland IP68,M40 | 19.803 | 1
214835 | V-M63 | Cable gland IP68,M63 | 53.8756 | 1
26863 | V-MCSN | Relief valve for MCSN | 120.9214 | 1
225268 | VPG13,5/M20 | Adapter M20 in PG13,5 for pressure switch MCS | 6.688 | 10
89082 | VR-T0 | Locking cams | 4.6034 | 1
50987 | VR-T3 | Locking cams | 10.9503 | 1
46301 | VS | Anti-rotation feature | 1.3068 | 1
178932 | VS1-KLV | Vertical partition for distribution board KLV-12…S- and KLV-12…P- | 3.0282 | 1
178933 | VS2-KLV | Vertical partition for distribution board KLV-24…S- and KLV-24…P- | 4.0128 | 1
178934 | VS3-KLV | Vertical partition for distribution board KLV-36…S- and KLV-36…P- | 4.9884 | 1
178935 | VS4-KLV | Vertical partition for distribution board KLV-48…S- and KLV-48…P- | 5.9945 | 1
178936 | VSB1-KLV | Reinforcement template for distribution board KLV-12…S- and KLV-12…P- | 32.6694 | 1
178937 | VSB2-KLV | Reinforcement template for distribution board KLV-24…S- and KLV-24…P- | 38.8367 | 1
178938 | VSB3-KLV | Reinforcement template for distribution board KLV-36…S- and KLV-36…P- | 45.0527 | 1
178939 | VSB4-KLV | Reinforcement template for distribution board KLV-48…S- and KLV-48…P- | 50.652 | 1
2315 | VS-CI | Connecting bracket, Enclosure and flange connection | 0.36376 | 100
178948 | VS-KLV | Closing screws for KLV distribution board | 2.2488 | 1
38460 | VS-KS-CI | Connecting bracket, For attaching gland plates | 0.58954 | 25
211258 | VST1 | Blanking strip 1 space unit f.CI-K2-80-A | 0.82786 | 5
2330 | VS-TR-CI | Coupling piece, enclosure with enclosure | 3.5292 | 1
89968 | WBGL12 | W2x4.6d 12V/1.0W filament bulbs | 1.9848 | 10
89247 | WBGL24 | W2x4.6d 24-28V/1.0W filament bulbs | 1.7681 | 10
90223 | WBGL6 | W2x4.6d 6V/1.0W filament bulbs | 1.845 | 10
84356 | WBW100-ID | Wall fixing bracket for CI housing, T=100mm | 68.3795 | 1
1925 | WBW12-ID | #N/A | 5.5594 | 4
81983 | WBW25-ID | #N/A | 5.5594 | 1
143993 | WEQV | Universal bracket | 4.0488 | #N/A
156896 | WEQV-L | Universal bracket | 84.1248 | #N/A
112639 | WFB-SET-CS | Set of Wall-Mounting Angles | 22.9798 | 1
50665 | W-MCS | Wall fixing bracket, 90°, for MCS | 13.7603 | 1
143994 | WMPO | #N/A | 2.8086 | #N/A
156897 | WMPO-L | Special bracket | 53.7268 | #N/A
48399 | WR-AT0 | Operating head AT0 | 4.9199 | 1
25032 | WS13-ID | #N/A | 98.4551 | 1
34524 | WS17-ID | #N/A | 129.4681 | 1
51136 | WSM17-ID | #N/A | 129.4681 | 1
70120 | WW12-ID | #N/A | 91.4505 | 1
67747 | WW6A-ID | Mounting frame profile, horizontal, L=675mm | 40.7449 | 1
51135 | WW6-ID | #N/A | 45.3477 | 1
58254 | WW9-ID | #N/A | 69.4732 | 1
126859 | XACC | Mount. set for side-by-side section mounting | 50.0312 | 1
101402 | XAFL7035 | Paint stick, RAL7035 | 26.0922 | 1
110087 | XALA-KABA | Adapter set profile, half cylinder KABA | 116.5794 | 1
187342 | XALKP-3MM-N | Lock Doppelbart (double bit) 3mm for XSD doors xEnergy (standard) | 11.4394 | #N/A
187343 | XALP-N | Locking mechanism - lever w. pushbutton (without lock) | 34.5111 | #N/A
289950 | XAP0101AF | #N/A | 75.5472 | 1
289951 | XAP0201AF | #N/A | 92.3088 | 1
118737 | XAR04-R2 | Cable anchoring rail, for W=425mm | 18.3802 | 1
118738 | XAR06-R2 | #N/A | 26.4102 | 1
285005 | XARAL | #N/A | 480.6278 | 1
135256 | XAS0606-S | #N/A | 16.9484 | 12
102580 | XBSB324-100 | #N/A | 435.0005 | 1
292314 | XBSB-DI20 | #N/A | 62.8559 | 1
100648 | XBSB-DI40 | #N/A | 60.5205 | 1
292313 | XBSB-S | #N/A | 4.9244 | 50
168118 | XBSPF | PE(PEN) busbar support front | 12.9194 | 1
167855 | XC-152-D6-11 | Compact PLC, RS232, RS485, CANopen | 1624.2521 | 1
167849 | XC-152-D8-11 | Compact PLC, RS232, RS485, Profibus-DP | 1856.2422 | 1
167850 | XC-152-E3-11 | Compact PLC, RS232, SW-DT | 1683.1882 | 1
167851 | XC-152-E6-11 | Compact PLC, RS485, CANopen, SW-DT | 1933.5508 | 1
167852 | XC-152-E8-11 | Compact PLC, RS485, Profibus-DP, SW-DT | 2165.6052 | 1
191082 | XC-303-C11-000 | Modular PLC XC300, CAN2, ETH1 | 1330.8623 | #N/A
191081 | XC-303-C21-001 | Modular PLC XC300, CAN1, RS485, ETH1, ETH2, USB host | 1435.9939 | #N/A
191080 | XC-303-C32-002 | Modular PLC XC300, CAN1, CAN2, RS485, ETH0, ETH1, ETH2, USB host, 4 DI/DO | 1541.0636 | #N/A
262146 | XC-CPU101-C128K-8DI-6DO | CPU module XC-CPU101-C128K-8DI-6DO | 1211.391 | 1
274399 | XC-CPU101-C256K-8DI-6DO | CPU module XC-CPU101-C256K-8DI-6DO | 1314.4777 | 1
262152 | XC-CPU101-C64K-8DI-6DO | CPU module,XC-CPU101-C64K-8DI-6DO | 938.4002 | 1
289169 | XC-CPU101-FC128K-8DI-6DO | CPU module XC-CPU101-FC128K-8DI-6DO, with optical connect for CAN | 1314.542 | 1
290446 | XC-CPU121-2C256K | CPU module XC-CPU121-2C256K | 985.8551 | 1
262155 | XC-CPU201-EC256K-8DI-6DO | CPU module,XC-CPU201-EC256K-8DI-6DO | 2314.6939 | 1
262156 | XC-CPU201-EC256K-8DI-6DO-XV | CPU module,XC-CPU201-EC256K-8DI-6DO-XV | 3081.8529 | 1
262157 | XC-CPU201-EC512K-8DI-6DO | CPU module,XC-CPU201-EC512K-8DI-6DO | 2705.7754 | 1
262158 | XC-CPU201-EC512K-8DI-6DO-XV | CPU module,XC-CPU201-EC512K-8DI-6DO-XV | 3457.9433 | 1
134238 | XC-CPU202-EC4M-8DI-6DO-XV | CPU module,XC-CPU202-EC4M-8DI-6DO-XV | 3650.4755 | 1
193470 | XDN-DF | CHAMBER_CW_NEUTRAL_SHIELD | 16.645 | 1
193693 | XDSF12-SL-I | Busbar support, strip fuseway SL-interconnectable 1250A | 130.0111 | 1
193694 | XDSF18-SL-I | Busbar support, strip fuseway SL-interconnectable 1800A | 144.471 | 1
182913 | XDSLH | #N/A | 100.7964 | 1
187344 | XELP-N | Latch for 4-point locking system for xEnergy | 35.4751 | #N/A
207517 | XGKE-GE | #N/A | 3.0214 | 25
257897 | XIOC-12DO-R | Output module digital 12xRelais | 605.6044 | 1
257892 | XIOC-16DI | Input module digital 16x24VDC | 366.9174 | 1
257896 | XIOC-16DO | Output module digital 16x24VDC | 495.198 | 1
257895 | XIOC-16DO-S | Output module digital 16x24VDC,S | 559.2944 | 1
262322 | XIOC-16DX | 16 Input/12 Output module digital 24VDC | 623.4034 | 1
257906 | XIOC-1CNT-100KHZ | Counter module 1x100KHz | 944.0736 | 1
262409 | XIOC-2AI-1AO-U1 | Analog I/O module 2x0-10 V, 1x0-10 V | 548.595 | 1
281545 | XIOC-2AI-1AO-U1-I1 | In 2x0-10V/0-20mA,Out 1x0-10V/0-20mA | 623.4034 | 1
257902 | XIOC-2AO-U1-2AO-I2 | Output module analog 2xI,2xU | 1246.8193 | 1
257904 | XIOC-2AO-U2 | Output module analog 2x+/-10V | 765.9458 | 1
257907 | XIOC-2CNT-100KHZ | Counter module 2x100KHz | 1193.4098 | 1
262417 | XIOC-2CNT-2AO-INC | Counter module 2x400kHz, 2AO | 2910.1693 | 1
267411 | XIOC-32DI | Input module digital 32 x 24VDC | 769.4955 | 1
267413 | XIOC-32DO | Output module digital 32 x 24VDC | 1100.7397 | 1
262405 | XIOC-4AI-2AO-U1 | Analog I/O module 4x0-10V, 2x0-10V | 1000.0293 | 1
281544 | XIOC-4AI-2AO-U1-I1 | In 4x0-10V/0-20mA,Out 2x0-10V/0-20mA | 1100.7397 | 1
289933 | XIOC-4AI-T | Analog input module, 4xThermo | 904.6875 | 1
257903 | XIOC-4AO-U1 | Output module analog 4x0-10V | 1246.8193 | 1
257901 | XIOC-4T-PT | Input module analog 4xPT100/1000 | 1282.4173 | 1
262549 | XIOC-8AI-I2 | Input module analog 8x4-20mA | 1467.7073 | 1
257899 | XIOC-8AI-U1 | Input module analog 8x0-10V | 1467.7073 | 1
257900 | XIOC-8AI-U2 | Input module analog 8x+/-10 | 1467.7073 | 1
257891 | XIOC-8DI | Input module digital 8x24VDC | 256.4985 | 1
257894 | XIOC-8DO | Output module digital 8x24VDC | 329.877 | 1
260794 | XIOC-BP-2 | Expanded bus connection, 2I/O | 95.4798 | 1
260795 | XIOC-BP-3 | Expanded bus connection, 3I/O | 124.6681 | 1
274291 | XIOC-BP-EXT | XIOC bus extesion f. XC100/200 | 146.7695 | 1
260792 | XIOC-BP-XC | Basic bus connection, CPU | 95.4798 | 1
260793 | XIOC-BP-XC1 | Basic bus connection, CPU+I/O | 123.8654 | 1
257908 | XIOC-NET-DP-M | PROFIBUS-DP module,master | 2016.365 | 1
286419 | XIOC-NET-DP-S | PROFIBUS-DP module,master | 1100.7397 | 1
289982 | XIOC-NET-SK-M | Suconet-K module,master | 2016.365 | 1
288894 | XIOC-NOP | XIOC empty module | 91.5537 | 1
267191 | XIOC-SER | Serial interface RS232,422,485 | 915.5124 | 1
135265 | XIOC-TC1 | Module RS232C, RS485, RS422 | 917.5971 | 1
258102 | XIOC-TERM-18S | Plug-in screw terminals, 18 pole | 50.9635 | 1
258104 | XIOC-TERM-18T | Plug-in tension spring terminals, 18 pole | 55.0652 | 1
262248 | XIOC-TERM30-CNT4 | Plug-in/counter module,30 pole | 164.9448 | 1
267414 | XIOC-TERM32 | Connector in/output module 32-pole | 293.1627 | 1
290450 | XIO-EXT121-1 | XC-CPU121 I/O module | 1803.9307 | 1
102945 | XMC0604 | #N/A | 277.484 | 1
102946 | XMC0606 | #N/A | 341.321 | 1
102947 | XMC0608 | #N/A | 348.7904 | 1
102948 | XMC0610 | #N/A | 420.0096 | 1
289955 | XME0601CS | #N/A | 53.1335 | 1
289904 | XME0602CL | #N/A | 52.2999 | 1
289905 | XME0604CL | #N/A | 50.6184 | 1
144587 | XME1004C | Front plate, blind, EBS, for HxW=250x425mm | 32.2618 | 1
144585 | XME1004M | Mounting plate, +mounting kit, vertical, empty, HxW=250x425mm | 28.0845 | 1
144588 | XME1006C | #N/A | 68.8346 | 1
144586 | XME1006M | #N/A | 46.5748 | 1
102810 | XME2412M | #N/A | 148.913 | 1
114834 | XMG332406M | #N/A | 80.3782 | 1
144591 | XMH0603 | #N/A | 61.9885 | 1
144592 | XMH0803 | #N/A | 78.2697 | 1
135254 | XMI40/3+4/10/08/__W/E__ | #N/A | 410.4587 | 1
135252 | XMI40/3+4/10/08/__W/E__/D | #N/A | 616.4286 | 1
121799 | XMN130604C | #N/A | 58.5855 | 1
121798 | XMN130604MP | #N/A | 35.2314 | 1
121797 | XMN130606C | #N/A | 61.9885 | 1
121796 | XMN130606MP | #N/A | 40.3292 | 1
124411 | XMN3304 | #N/A | 268.1587 | 1
284853 | XMN4304-1 | #N/A | 462.7719 | 1
177100 | XMN43F04C | #N/A | 184.3669 | #N/A
185229 | XMR-P2-04 | XR-MCCB PKZ/PKE 25mm² Module H=100 | 341.255 | #N/A
193395 | XMR-QSA-1-3-D | PlugIn unit, Box1, QSA, 3pol, dual | 2643.2802 | 1
193410 | XMR-QSA-1-3-D-BS | PlugIn unit, Box1, QSA, BS,3pol, dual | 2902.017 | 1
193397 | XMR-QSA-1-3P+N-D | PlugIn unit, Box1, QSA, 3P+N, dual | 3525.0805 | 1
193412 | XMR-QSA-1-3P+N-D-BS | PlugIn unit, Box1, QSA, BS,3P+N, dual | 3766.2083 | 1
193394 | XMR-QSA-1-3P+N-S | PlugIn unit, Box1, QSA, 3P+N, single | 2843.2774 | 1
193409 | XMR-QSA-1-3P+N-S-BS | PlugIn unit, Box1, QSA, BS,3P+N, single | 2960.3067 | 1
193392 | XMR-QSA-1-3-S | PlugIn unit, Box1, QSA, 3pol, single | 2281.8455 | 1
193407 | XMR-QSA-1-3-S-BS | PlugIn unit, Box1, QSA, BS,3pol, single | 2405.2371 | 1
193396 | XMR-QSA-1-4-D | PlugIn unit, Box1, QSA, 4pol, dual | 3245.7784 | 1
193411 | XMR-QSA-1-4-D-BS | PlugIn unit, Box1, QSA, BS,4pol, dual | 3485.8137 | 1
193393 | XMR-QSA-1-4-S | PlugIn unit, Box1, QSA, 4pol, single | 2707.6752 | 1
193408 | XMR-QSA-1-4-S-BS | PlugIn unit, Box1, QSA, BS,4pol, single | 2839.9999 | 1
193400 | XMR-QSA-2-3P+N-S-250 | PlugIn unit, Box2, QSA, 3P+N, single | 2874.8323 | 1
193415 | XMR-QSA-2-3P+N-S-250-BS | PlugIn unit, Box2, QSA, BS,3P+N, single | 2908.2509 | 1
193403 | XMR-QSA-2-3P+N-S-400 | PlugIn unit, Box2, QSA, 3P+N, dual | 3136.7824 | 1
193418 | XMR-QSA-2-3P+N-S-400-BS | PlugIn unit, Box2, QSA, BS,3P+N, dual | 3186.4604 | 1
193398 | XMR-QSA-2-3-S-250 | PlugIn unit, Box2, QSA, 3pol, single | 2503.5006 | 1
193413 | XMR-QSA-2-3-S-250-BS | PlugIn unit, Box2, QSA, BS,3pol, single | 2481.8428 | 1
193401 | XMR-QSA-2-3-S-400 | PlugIn unit, Box2, QSA, 3pol, dual | 2835.8225 | 1
193416 | XMR-QSA-2-3-S-400-BS | PlugIn unit, Box2, QSA, BS,3pol, dual | 2750.5409 | 1
193399 | XMR-QSA-2-4-S-250 | PlugIn unit, Box2, QSA, 4pol, single | 3132.091 | 1
193414 | XMR-QSA-2-4-S-250-BS | PlugIn unit, Box2, QSA, BS,4pol, single | 3134.983 | 1
193402 | XMR-QSA-2-4-S-400 | PlugIn unit, Box2, QSA, 4pol, dual | 3478.6158 | 1
193417 | XMR-QSA-2-4-S-400-BS | PlugIn unit, Box2, QSA, BS,4pol, dual | 3401.9459 | 1
193406 | XMR-QSA-3-3P+N-S | PlugIn unit, Box3, QSA, 3P+N, single | 5369.207 | 1
193421 | XMR-QSA-3-3P+N-S-BS | PlugIn unit, Box3, QSA, BS,3P+N, single | 5363.1017 | 1
193404 | XMR-QSA-3-3-S | PlugIn unit, Box3, QSA, 3pol, single | 4647.1732 | 1
193419 | XMR-QSA-3-3-S-BS | PlugIn unit, Box3, QSA, BS,3pol, single | 4542.2903 | 1
193405 | XMR-QSA-3-4-S | PlugIn unit, Box3, QSA, 4pol, single | 5854.0333 | 1
193420 | XMR-QSA-3-4-S-BS | PlugIn unit, Box3, QSA, BS,4pol, single | 5727.5569 | 1
155541 | XMW-AC-1-S | #N/A | 35.1379 | 50
155544 | XMW-I-BD410 | #N/A | 85.5161 | 1
153448 | XMX-CBL-3M4-USB | #N/A | 288.0848 | 1
140142 | XN-16DI-24VDC-P | 24VDC, 16-digital inputs | 301.5074 | 1
140141 | XN-16DO-24VDC-0.5A-P | 24VDC, 16-digital outputs | 383.9202 | 1
140063 | XN-1AI-I(0/4...20MA) | Analog input 0/4...20mA | 403.1027 | 1
140064 | XN-1AI-U(-10/0...+10VDC) | Analog input -10/0...+10VDC | 403.1027 | 1
140065 | XN-1AO-I(0/4...20MA) | Analog output 0/4...20mA | 382.5317 | 1
140069 | XN-1CNT-24VDC | Analog input/output 24VDC, counter | 629.9372 | 1
140151 | XN-1RS232 | XION Gateways, RS232 | 750.8822 | 1
140152 | XN-1RS485/422 | XION Gateways, RS485/422 | 750.8822 | 1
140153 | XN-1SSI | XION Gateways, SSI | 632.3157 | 1
140144 | XN-2AI-I(0/4...20MA) | 2-analog inputs 0/4...20mA | 580.9395 | 1
140067 | XN-2AI-PT/NI-2/3 | 2-analog inputs for temperature measure | 611.3461 | 1
140068 | XN-2AI-THERMO-PI | 2-analog inputs for temperature measure or voltage above 1V | 629.9372 | 1
140145 | XN-2AI-U(-10/0...+10VDC) | 2-analog inputs -10/0...+10VDC | 547.9487 | 1
140146 | XN-2AO-I(0/4...20MA) | 2-analog outputs 0/4...20mA | 592.7936 | 1
140066 | XN-2AO-U(-10/0...+10VDC) | Analog output -10/0...+10VDC | 559.1342 | 1
140058 | XN-2DI-120/230VAC | 230VAC, 2-digital inputs | 114.9168 | 1
140057 | XN-2DI-24VDC-N | 24VDC, 2-digital inputs | 92.7346 | 1
140056 | XN-2DI-24VDC-P | 24VDC, 2-digital inputs | 108.9976 | 1
140150 | XN-2DO-120/230VAC-0.5A | 230VAC, 2-digital outputs | 243.3942 | 1
140060 | XN-2DO-24VDC-0.5A-N | 24VDC, 2-digital outputs | 182.3602 | 1
140053 | XN-2DO-24VDC-0.5A-P | 24VDC, 2-digital outputs | 150.3126 | 1
140055 | XN-2DO-24VDC-2A-P | 24VDC, 2-digital outputs | 166.7549 | 1
140054 | XN-2DO-R-CO | 2-relay outputs | 120.8807 | 1
140061 | XN-2DO-R-NC | 2-relay outputs | 285.1395 | 1
140062 | XN-2DO-R-NO | 2-relay outputs | 120.8807 | 1
178782 | XN-312-GW-CAN | CANopen gateway | 398.1406 | 1
178792 | XN-322-10AI-TEKT | 8 analog inputs, thermocouple, 2 KTY | 758.2831 | 1
178788 | XN-322-12DO-P17 | 16 digital outputs 24 VDC, 1.7 A | 454.993 | 1
183180 | XN-322-16DIO-PC05 | 8 digitalu inputs, CNT, 25 kHz and 8 digital outputs 24 V DC, 0.5 A | 450.9384 | #N/A
183179 | XN-322-16DIO-PD05 | 8 digitalu inputs and 8 digital outputs 24 V DC, 0.5 A | 381.5543 | #N/A
183173 | XN-322-16DI-PD | 16 digital inputs 24 V DC, 5.0 ms | 249.7709 | #N/A
178787 | XN-322-16DO-P05 | 16 digital outputs 24 VDC, 0.5 A | 360.2004 | 1
178769 | XN-322-18PD-M | Power distribution module, 18 channels, GND | 94.7926 | 1
178770 | XN-322-18PD-P | Power distribution module, 18 channels, VCC | 94.7926 | 1
178795 | XN-322-1CNT-8DIO | Counter, 1 CNT, 125 kHz, 16 Bit, 4 DO, DI | 530.8734 | 1
178794 | XN-322-1DCD-B35 | DC motor driver, 12-30 V, 3.5 A | 682.5184 | 1
183174 | XN-322-20DI-ND | 20 digital inputs 24 V DC, 5.0 ms, negative - switching connections 0V | 346.9201 | #N/A
178767 | XN-322-20DI-PCNT | 20 digital inputs 24 VDC, 2/4 CNT, 25 kHz | 341.2303 | 1
178786 | XN-322-20DI-PD | 20 digital inputs 24 VDC, 5.0 ms | 303.3479 | 1
178768 | XN-322-20DI-PF | 20 digital inputs 24 VDC, 0.5 ms | 303.3479 | 1
178793 | XN-322-2DMS-WM | Weight module, 2 strain gauges, 24 Bit | 1137.5114 | 1
178773 | XN-322-2SSI | Serial module, 2 SSI, RS422, 32 Bit | 530.8734 | 1
183182 | XN-322-4AIO-I | 2 analog inputs and 2 analog outputs 0/4-20 mA | 624.3984 | #N/A
183181 | XN-322-4AIO-U2 | 2 analog inputs and 2 analog outputs +/-10V | 624.3984 | #N/A
178772 | XN-322-4AI-PTNI | 4 analog inputs Pt, Ni, KTY, R - 2/3 wire | 720.4586 | 1
178779 | XN-322-4DO-RNO | 4 relay outputs, NO | 312.2281 | #N/A
178796 | XN-322-4PS-20 | Power supply, 4 x 24 VDC/2A | 208.5553 | 1
178789 | XN-322-7AI-U2PT | 6 analog inputs +/-10V, 1 Pt/KTY | 682.5184 | 1
179288 | XN-322-8AI-I | 8 analog inputs 0/4-20 mA | 644.5782 | 1
178771 | XN-322-8AIO-I | 4 analog inputs and 4 analog outputs 0/4-20 mA | 763.1664 | #N/A
178791 | XN-322-8AIO-U2 | 4 analog inputs and 4 analog outputs +/-10V | 720.4586 | 1
178790 | XN-322-8AO-U2 | 8 analog outputs +/-10V | 720.4586 | 1
183178 | XN-322-8DIO-PD05 | 4 digitalu inputs and 4 digital outputs 24 V DC, 0.5 A | 312.2281 | #N/A
183172 | XN-322-8DI-PD | 8 digital inputs 24 V DC, 5.0 ms | 201.2252 | #N/A
183175 | XN-322-8DO-P05 | 8 digital outputs 24 V DC, 0.5 A | 260.1612 | #N/A
140147 | XN-32DI-24VDC-P | 24VDC, 32-digital inputs | 561.1784 | 1
140161 | XN-32DO-24VDC-0.5A-P | 24VDC/0,5A, 32-digital outputs | 711.36 | 1
140158 | XN-4AI-U/I | 4-analog inputs 0/4...20mA, -10/0...+10VDC | 685.8519 | 1
140059 | XN-4DI-24VDC-N | 24VDC, 4-digital inputs | 134.9465 | 1
140052 | XN-4DI-24VDC-P | 24VDC, 4-digital inputs | 91.6441 | 1
140148 | XN-4DO-24VDC-0.5A-P | 24VDC, 4-digital outputs | 120.8807 | 1
140137 | XN-B3S-SBB | XION Basismodule, 1 module, 3 screw terminals | 197.4871 | 1
140138 | XN-B3S-SBC | XION Basismodule, 1 module, 3 screw terminals | 197.4871 | 1
140133 | XN-B3T-SBB | XION Basismodule, 1 module, 3 spring terminals | 163.2273 | 1
140134 | XN-B3T-SBC | XION Basismodule, 1 module, 3 spring terminals | 163.2273 | 1
140139 | XN-B4S-SBBC | XION Basismodule, 1 module, 4 screw terminals | 224.9308 | 1
140135 | XN-B4T-SBBC | XION Basismodule, 1 module, 4 spring terminals | 186.0074 | 1
140140 | XN-B6S-SBBSBB | XION Basismodule, 1 module, 6 screw terminals | 274.3175 | 1
140160 | XN-B6S-SBCSBC | XION Basismodule, 1 module, 6 screw terminals | 272.8108 | 1
140136 | XN-B6T-SBBSBB | XION Basismodule, 1 module, 6 spring terminals | 306.1259 | 1
140159 | XN-B6T-SBCSBC | XION Basismodule, 1 module, 6 spring terminals | 272.8108 | 1
140071 | XN-BR-24VDC-D | Power module for bus | 206.8144 | 1
290215 | XNBW-M | #N/A | 51.5259 | 1
106740 | XNBW-R2 | #N/A | 23.5605 | 1
106741 | XNBW-R3 | #N/A | 22.8887 | 1
140040 | XNE-16DI-24VDC-P | 24VDC, 16-digital inputs, economic version | 279.5735 | 1
140039 | XNE-16DO-24VDC-0.5A-P | 24VDC, 16-digital outputs, economic version | 328.0055 | 1
140043 | XNE-1SWIRE | 24VDC, 8-digital inputs, economic version | 316.1643 | 1
140038 | XNE-2CNT-2PWM | 24VDC, 8-digital outputs, economic version | 783.4873 | 1
140034 | XNE-4AO-U/I | 24VDC, 4-analog outputs, economic version | 711.36 | 1
140037 | XNE-8AI-U/I-4PT/NI | 24VDC, 8-configurable analog inputs, economic version | 770.6432 | 1
140035 | XNE-8DI-24VDC-P | 24VDC, 8-digital inputs, ekonomic version | 164.0285 | 1
140036 | XNE-8DO-24VDC-0.5A-P | 24VDC, 8-digital outputs, ekonomic version | 193.8179 | 1
140047 | XNE-GWBR-2ETH-IP | ECO gateway, Ethernet IP | 783.4873 | 1
152279 | XNE-GWBR-2ETH-MB | ECO gateway, Ethernet protocol Modbus | 662.9409 | 1
140044 | XNE-GWBR-CANOPEN | ECO gateway, CANopen | 488.9612 | 1
140046 | XNE-GWBR-ETH-SL | #N/A | 513.7622 | 1
140045 | XNE-GWBR-PBDP | ECO gateway, PROFIBUS-DP | 540.4788 | 1
126934 | XNFRS-M12X40-8 | #N/A | 4.3842 | 50
140155 | XN-GWBR-CANOPEN | XION Gateways, CANopen | 901.0509 | 1
140156 | XN-GWBR-DNET | XION Gateways, DeviceNET | 901.0509 | 1
148561 | XN-GWBR-DPV1 | XION Gateways, Profibus-DP | 961.1569 | 1
140162 | XN-GWBR-MODBUS-TCP | XION Gateways, Modbus - TCP | 1526.2824 | 1
140050 | XN-GW-CANOPEN | XION Gateways, CANopen | 762.7362 | 1
140051 | XN-GW-DNET | XION Gateways, DeviceNET | 762.7362 | 1
140143 | XN-GW-PBDP-12MB-STD | XION Gateways, Profibus-DP | 509.8022 | 1
183031 | XNH00-1-A160 | Fuse switch-disconnector 1-pole, flat conn., M8 max. 95mm2 | 73.9586 | 1
183032 | XNH00-1-A160-BT | Fuse switch-disconnector. 1-pole, box terminal, 1,5-95mm2 | 79.0696 | 1
183042 | XNH00-1-S160 | Fuse switch-disconn. on SASY busbars 1-pole, flat conn., M8 max. 95mm2 | 102.8807 | 2
184585 | XNH00-1-XKSA-36 | Connection area cover for XNH00 1 pole, length 36mm | 5.2628 | 2
184586 | XNH00-1-XKSA-66 | Connection area cover for XNH00 1 pole, length 66mm | 6.4392 | 2
183026 | XNH00-A160-BT | Fuse switch-disconnector 3-pole, box terminal, 1,5-95mm2 | 122.8435 | 1
183029 | XNH00-FCE-A160 | Fuse switch-disconnector 3-pole, Electronic Fuse Control, flat conn. M8 max. 95mm2 | 750.1689 | 1
183030 | XNH00-FCE-A160-BT | Fuse switch-disconnector 3-pole, Electronic Fuse Control, box terminal 1,5-95mm2 | 783.6608 | 1
183039 | XNH00-FCE-S160 | Fuse switch-disconn. on SASY busbars 3-pole, Electronic Fuse Control, flat conn. M8 max. 95mm2 | 846.4354 | 1
183040 | XNH00-FCE-S160-BT1 | Fuse switch-disconn. on SASY busbars 3-pole, Electronic Fuse Control, box terminal 1,5-95mm2 | 857.9802 | 1
183041 | XNH00-FCE-S160-BT2 | Fuse switch-disconn. on SASY busbars 3-pole, Electronic Fuse Control, box terminal 1,5-95mm2 | 870.6674 | 1
183027 | XNH00-FCL-A160 | Fuse switch-disconnector 3-pole, Fuse Control Light, flat conn. M8 max. 95mm2 | 164.7534 | 1
183028 | XNH00-FCL-A160-BT | Fuse switch-disconnector 3-pole, Fuse Control Light, box terminal 1,5-95mm2 | 177.2602 | 1
183036 | XNH00-FCL-S160 | Fuse switch-disconn. on SASY busbars 3-pole, Fuse Control Light, flat conn. M8 max. 95mm2 | 187.422 | 1
183037 | XNH00-FCL-S160-BT1 | Fuse switch-disconn. on SASY busbars 3-pole, Fuse Control Light, box terminal 1,5-95mm2 | 196.2609 | 1
183038 | XNH00-FCL-S160-BT2 | Fuse switch-disconn. on SASY busbars 3-pole, Fuse Control Light, box terminal 1,5-95mm2 | 206.3025 | 1
183033 | XNH00-S160 | Fuse switch-disconn. on SASY busbars 3-pole, flat conn., M8 max. 95mm2 | 134.3281 | 1
183034 | XNH00-S160-BT1 | Fuse switch-disconn. on SASY busbars 3-pole, box terminal, 1,5-95mm2 | 109.7955 | 1
183034 | XNH00-S160-BT1 | #N/A | 139.9201 | #N/A
183035 | XNH00-S160-BT2 | Fuse switch-disconn. on SASY busbars 3-pole, box terminal, 1,5-95mm2 | 145.6323 | 1
183083 | XNH00-SWD-KIT | SmartWire kit 2DX for XNH fuse switch-disconnector NH00, direct mounting, complete | 203.143 | 1
183087 | XNH00-SWD-KIT-EXT | SmartWire kit 2DX for XNH fuse switch-disconnector NH00, mounting plate fixing | 373.9045 | 1
183111 | XNH00-XCS-R/L | Panel support lateral for XNH00, 32, 60 and 70mm | 7.3959 | 2
183110 | XNH00-XCS-T/B | Panel support top/bottom for XNH00, 60 and 70mm | 3.1868 | 2
183002 | XNH00-XCT | Flat terminal for fuse switch-disconn. XNH00, 1,5-50mm2 | 6.3737 | 3
183013 | XNH00-XGRIP | Replacement cover for fuse switch-disconn. XNH00 | 70.2306 | 1
183021 | XNH00-XGRIP-FCE | Replacement cover for fuse switch-disconn. With Fuse Electronic Control XNH00...FCE | 905.6624 | 1
183017 | XNH00-XGRIP-FCL | Replacement cover for fuse switch-disconn. With Fuse Control Light XNH00...FCL | 154.4713 | 1
183109 | XNH00-XHAA-R/L | Height compensation adapter left/right for XNH00, 70 to 90mm | 58.6257 | 2
183108 | XNH00-XHAA-T/B | Height compensation adapter top/bottom for XNH00, 70 to 90mm | 33.0709 | 2
183091 | XNH00-XKSA-36 | Cover for connection area for fuse switch-disconn. XNH00, 3-pole, 36mm | 7.2155 | 2
183092 | XNH00-XKSA-66 | Cover for connection area for fuse switch-disconn. XNH00, 3-pole, 66mm | 8.3579 | 2
183099 | XNH00-XKSS-32 | Reach-over protection, XNH00, 3-pole for SASY 60i, 32mm | 8.0573 | 2
183098 | XNH00-XKSS-39-34 | Reach-over protection, XNH00, 3-pole for SASY 60i,39/34mm | 8.0573 | 2
183101 | XNH00-XKSS-BT-32 | Reach-over protection, XNH00 box terminal, 3-pole for SASY 60i, 32mm | 7.6364 | 2
183100 | XNH00-XKSS-BT-39-34 | Reach-over protection, XNH00 box terminal, 3-pole for SASY 60i, 39/34mm | 9.4402 | 2
183097 | XNH00-XKSV-32 | Extension for cover of connection area, XNH, 3-pole for SASY 60i, 32mm | 7.2155 | 2
183096 | XNH00-XKSV-39-34 | Extension for cover of connection area, XNH, 3-pole for SASY 60i, 39/34mm | 7.2155 | 2
182997 | XNH00-XMFM | Mechanical fuse monitoring for fuse switch-disconn. XNH00 | 26.2162 | 3
182995 | XNH00-XPOS | Contactor state indicator for fuse switch-disconn. XNH00 | 26.5169 | 1
183006 | XNH00-XPRC | Cable clamp for fuse switch-disconn. XNH00 10-70mm2 | 10.5827 | 3
183006 | XNH00-XPRC | #N/A | 7.9972 | #N/A
183114 | XNH00-XRAIL | DIN-rail adaptor for XNH00 | 10.1618 | 1
183049 | XNH1-1-A250 | Fuse switch-disconnector 1-pole, flat conn., M10 max. 150mm2 | 175.9373 | 1
183050 | XNH1-1-A250-BT | Fuse switch-disconnector 1-pole, box terminal, 35-150mm2 | 198.606 | 1
184587 | XNH1-1-XKSA-42 | Connection area cover for XNH1 1 pole, length 42mm | 8.0489 | 2
183088 | XNH123-SWD-KIT-EXT | SmartWire kit 2DX for XNH fuse switch-disconnector NH1-3, mounting plate fixing | 375.4524 | 1
183112 | XNH123-XCS | Panel support top/bottom for XNH1,2,3, 32, 60 and 70mm | 8.8991 | 2
182998 | XNH123-XMFM | Mechanical fuse monitoring for fuse switch-disconn. XNH1, 2, 3 | 26.9378 | 3
182996 | XNH123-XPOS | Contactor state indicator for fuse switch-disconn. XNH1 to XNH3 | 34.6343 | 1
183043 | XNH1-A250 | Fuse switch-disconnector 3-pole flat conn., M10 max. 150mm2 | 414.1082 | 1
183044 | XNH1-A250-BT | Fuse switch-disconnector 3-pole box terminal, 35-150mm2 | 479.3481 | 1
183000 | XNH1-BT | Box terminal for fuse switch-disconn. XNH1, 35-150mm2 | 36.3179 | 3
183047 | XNH1-FCE-A250 | Fuse switch-disconnector 3-pole, Electronic Fuse Control, flat conn. M10 max. 150mm2 | 999.8244 | 1
183048 | XNH1-FCE-A250-BT | Fuse switch-disconnector 3-pole, Electronic Fuse Control, box terminal 35-150mm2 | 1086.1094 | 1
183055 | XNH1-FCE-S250 | Fuse switch-disconn. on SASY busbars 3-pole, Electronic Fuse Control, flat conn. M10 max. 150mm2 | 1202.5191 | 1
183056 | XNH1-FCE-S250-BT | Fuse switch-disconn. on SASY busbars 3-pole, Electronic Fuse Control, box terminal 35-150mm2 | 1258.7998 | 1
183045 | XNH1-FCL-A250 | Fuse switch-disconnector 3-pole, Fuse Control Light, flat conn. M10 max. 150mm2 | 476.7024 | 1
183046 | XNH1-FCL-A250-BT | Fuse switch-disconnector 3-pole, Fuse Control Light, box terminal 35-150mm2 | 542.9044 | 1
183053 | XNH1-FCL-S250 | Fuse switch-disconn. on SASY busbars 3-pole, Fuse Control Light, flat conn. M10 max. 150mm2 | 548.7369 | 1
183054 | XNH1-FCL-S250-BT | Fuse switch-disconn. on SASY busbars 3-pole, Fuse Control Light, box terminal 35-150mm2 | 626.0627 | 1
183051 | XNH1-S250 | Fuse switch-disconn. on SASY busbars 3-pole, flat conn., M10 max. 150mm2 | 488.8629 | 1
183052 | XNH1-S250-BT | Fuse switch-disconn. on SASY busbars 3-pole, box terminal, 35-150mm2 | 565.092 | 1
183084 | XNH1-SWD-KIT | SmartWire kit 2DX for XNH fuse switch-disconnector NH1, direct mounting, complete | 218.436 | 1
183010 | XNH1-X2PRC | Double cable clamp for fuse switch-disconn. XNH1, 2x 70-95mm2 | 31.8082 | 3
183003 | XNH1-XCT | Flat terminal for fuse switch-disconn. XNH1, 25-150mm2 | 12.8676 | 3
183014 | XNH1-XGRIP | Replacement cover for fuse switch-disconn. XNH1 | 176.238 | 1
183022 | XNH1-XGRIP-FCE | Replacement cover for fuse switch-disconn. With Fuse Electronic Control XNH1...FCE | 950.9395 | 1
183018 | XNH1-XGRIP-FCL | Replacement cover for fuse switch-disconn. With Fuse Control Light XNH1...FCL | 259.6369 | 1
183093 | XNH1-XKSA-42 | Cover for connection area for fuse switch-disconn. XNH1, 3-pole, 42mm | 10.7631 | 2
183103 | XNH1-XKSS-32 | Reach-over protection, XNH1, 3-pole for SASY 60i, 32mm | 11.665 | 2
183102 | XNH1-XKSS-39-34 | Reach-over protection, XNH1, 3-pole for SASY 60i,39/34mm | 11.665 | 2
183007 | XNH1-XPRC | Cable clamp for fuse switch-disconn. XNH1 70-150mm2 | 22.1275 | 3
183115 | XNH1-XRAIL | DIN-rail adaptor for XNH1 | 16.1146 | 1
183001 | XNH23-BT | Box terminal for fuse switch-disconn. XNH2 to XNH3, 95-300mm2 | 46.5398 | 3
183057 | XNH2-A400 | Fuse switch-disconnector 3-pole flat conn., M10 max. 240mm2 | 515.3653 | 1
183058 | XNH2-A400-BT | Fuse switch-disconnector 3-pole box terminal, 95-300mm2 | 610.9103 | 1
183061 | XNH2-FCE-A400 | Fuse switch-disconnector 3-pole, Electronic Fuse Control, flat conn. M10 max. 240mm2 | 1243.3467 | 1
183062 | XNH2-FCE-A400-BT | Fuse switch-disconnector 3-pole, Electronic Fuse Control, box terminal 95-300mm2 | 1346.7685 | 1
183069 | XNH2-FCE-S400 | Fuse switch-disconn. on SASY busbars 3-pole, Electronic Fuse Control, flat conn. M10 max. 240mm2 | 1250.8628 | 1
183070 | XNH2-FCE-S400-BT | Fuse switch-disconn. on SASY busbars 3-pole, Electronic Fuse Control, box terminal 95-300mm2 | 1386.8745 | 1
183059 | XNH2-FCL-A400 | Fuse switch-disconnector 3-pole, Fuse Control Light, flat conn. M10 max. 240mm2 | 581.6274 | 1
183060 | XNH2-FCL-A400-BT | Fuse switch-disconnector 3-pole, Fuse Control Light, box terminal 95-300mm2 | 685.0493 | 1
183067 | XNH2-FCL-S400 | Fuse switch-disconn. on SASY busbars 3-pole, Fuse Control Light, flat conn. M10 max. 240mm2 | 768.2076 | 1
183068 | XNH2-FCL-S400-BT | Fuse switch-disconn. on SASY busbars 3-pole, Fuse Control Light, box terminal 95-300mm2 | 824.2478 | 1
183065 | XNH2-S400 | Fuse switch-disconn. on SASY busbars 3-pole, flat conn., M10 max. 240mm2 | 662.5009 | 1
183066 | XNH2-S400-BT | Fuse switch-disconn. on SASY busbars 3-pole, box terminal, 95-300mm2 | 766.8848 | 1
183085 | XNH2-SWD-KIT | SmartWire kit 2DX for XNH fuse switch-disconnector NH2, direct mounting, complete | 220.3554 | 1
183011 | XNH2-X2PRC | Double cable clamp for fuse switch-disconn. XNH2, 2x 120-150mm2 | 39.5649 | 3
183004 | XNH2-XCT | Flat terminal for fuse switch-disconn. XNH2, 25-240mm2 | 15.2728 | 3
183015 | XNH2-XGRIP | Replacement cover for fuse switch-disconn. XNH2 | 235.465 | 1
183023 | XNH2-XGRIP-FCE | Replacement cover for fuse switch-disconn. With Fuse Electronic Control XNH2...FCE | 978.1178 | 1
183019 | XNH2-XGRIP-FCL | Replacement cover for fuse switch-disconn. With Fuse Control Light XNH2...FCL | 318.5632 | 1
183094 | XNH2-XKSA-42 | Cover for connection area for fuse switch-disconn. XNH2, 3-pole, 42mm | 13.7695 | 2
183105 | XNH2-XKSS-32 | Reach-over protection, XNH2, 3-pole for SASY 60i, 32mm | 12.8075 | 2
183104 | XNH2-XKSS-39-34 | Reach-over protection, XNH2, 3-pole for SASY 60i,39/34mm | 12.8075 | 2
183008 | XNH2-XPRC | Cable clamp for fuse switch-disconn. XNH2 120-240mm2 | 24.9535 | 3
184588 | XNH3-1-XKSA-42 | Connection area cover for XNH3 or 2, 1 pole, length 42mm | 12.0734 | 2
183063 | XNH32-1-A630 | Fuse switch-disconnector 1-pole, flat conn., M10 max. 300mm2 | 296.8567 | 1
183064 | XNH32-1-A630-BT | Fuse switch-disconnector 1-pole, box terminal, 95-300mm2 | 346.2827 | 1
183071 | XNH3-A630 | Fuse switch-disconnector 3-pole flat conn., M10 max. 300mm2 | 695.6921 | 1
183072 | XNH3-A630-BT | Fuse switch-disconnector 3-pole box terminal, 95-300mm2 | 799.0538 | 1
183075 | XNH3-FCE-A630 | Fuse switch-disconnector 3-pole, Electronic Fuse Control, flat conn. M10 max. 300mm2 | 1098.6163 | 1
183076 | XNH3-FCE-A630-BT | Fuse switch-disconnector 3-pole, Electronic Fuse Control, box terminal 95-300mm2 | 1294.0354 | 1
183081 | XNH3-FCE-S630 | Fuse switch-disconn. on SASY busbars 3-pole, Electronic Fuse Control, flat conn. M10 max. 300mm2 | 1542.9693 | 1
183082 | XNH3-FCE-S630-BT | Fuse switch-disconn. on SASY busbars 3-pole, Electronic Fuse Control, box terminal 95-300mm2 | 1607.7883 | 1
183073 | XNH3-FCL-A630 | Fuse switch-disconnector 3-pole, Fuse Control Light, flat conn. M10 max. 300mm2 | 769.771 | 1
183074 | XNH3-FCL-A630-BT | Fuse switch-disconnector 3-pole, Fuse Control Light, box terminal 95-300mm2 | 867.9014 | 1
183079 | XNH3-FCL-S630 | Fuse switch-disconn. on SASY busbars 3-pole, Fuse Control Light, flat conn. M10 max. 300mm2 | 818.0545 | 1
183080 | XNH3-FCL-S630-BT | Fuse switch-disconn. on SASY busbars 3-pole, Fuse Control Light, box terminal 95-300mm2 | 954.0061 | 1
183077 | XNH3-S630 | Fuse switch-disconn. on SASY busbars 3-pole, flat conn., M10 max. 300mm2 | 822.925 | 1
183078 | XNH3-S630-BT | Fuse switch-disconn. on SASY busbars 3-pole, box terminal, 95-300mm2 | 898.2666 | 1
183086 | XNH3-SWD-KIT | SmartWire kit 2DX for XNH fuse switch-disconnector NH3, direct mounting, complete | 220.3554 | 1
183012 | XNH3-X2PRC | Double cable clamp for fuse switch-disconn. XNH3, 2x 120-240mm2 | 52.8534 | 3
183005 | XNH3-XCT | Flat terminal for fuse switch-disconn. XNH3, CU-BAND-11x21x1 | 28.1404 | 3
183016 | XNH3-XGRIP | Replacement cover for fuse switch-disconn. XNH3 | 262.6433 | 1
183024 | XNH3-XGRIP-FCE | Replacement cover for fuse switch-disconn. With Fuse Electronic Control XNH3...FCE | 1041.4937 | 1
183020 | XNH3-XGRIP-FCL | Replacement cover for fuse switch-disconn. With Fuse Control Light XNH3...FCL | 345.6814 | 1
183095 | XNH3-XKSA-42 | Cover for connection area for fuse switch-disconn. XNH3, 3-pole, 42mm | 19.3014 | 2
183107 | XNH3-XKSS-32 | Reach-over protection, XNH3, 3-pole for SASY 60i, 32mm | 19.4818 | 2
183106 | XNH3-XKSS-39-34 | Reach-over protection, XNH3, 3-pole for SASY 60i,39/34mm | 19.4818 | 2
183009 | XNH3-XPRC | Cable clamp for fuse switch-disconn. XNH3 120-300mm2 | 32.169 | 3
183089 | XNH-SWD-2DX-1 | SmartWire module with 2 digital inputs for XNH fuse-switch NH00 up to 3, for self wiring | 172.3094 | 1
183090 | XNH-SWD-2DX-3AX-1 | SmartWire module with 2 digital and 3 analog inputs for XNH fuse-switch NH00 up to 3, for self wiring | 369.1371 | 1
182994 | XNH-XARC | Arcing chamber set for fuse switch-disconn. XNH1 to XNH3 | 57.9643 | 1
182992 | XNH-XLATCH | Busbar tag shroud lock for XNH00 to XNH3 | 4.9306 | 1
182999 | XNH-XLINK | Assembly kit for 2 and 4 poles fuse switch-disconn. XNH00, 1, 2, 3 | 39.8817 | 1
182993 | XNH-XLOCK | Locking facility for XNH00 to XNH3 | 7.4895 | 1
183113 | XNH-XSECUR | Lockout elements for fuse switch-disconn. XNH00, 1, 2, 3 | 4.993 | 3
193474 | XNNFRS-M12X30-8 DIN 603 | Flat round screw M12 x 30 - 8.8 | 1.5424 | 50
179779 | XNNIP-50-M10 | Insulator, M10x50 | 30.6551 | 10
148808 | XNNSKS-M10X45-8 | #N/A | 1.468 | 50
193475 | XNNSKS-M12X35-8 DIN 933 | Hexagon-head screw M12 x 35 - 8.8 | 0.89973 | 50
193476 | XNNSKS-M8X55-8 DIN 933 | Hexagon-head screw M8 x 55 - 8.8 | 0.5784 | 50
140085 | XN-P3S-SBB | XION Basismodule, 1 module, 3 screw terminals | 27.1024 | 1
140074 | XN-P3T-SBB | XION Basismodule, 1 module, 3 spring terminals | 25.5595 | 1
140073 | XN-P3T-SBB-B | XION Basismodule, 1 module, 3 spring terminals | 25.5595 | 1
140087 | XN-P4S-SBBC | XION Basismodule, 1 module, 4 screw terminals | 29.6352 | 1
140086 | XN-P4S-SBBC-B | XION Basismodule, 1 module, 4 screw terminals | 29.6352 | 1
140076 | XN-P4T-SBBC | XION Basismodule, 1 module, 4 spring terminals | 29.6352 | 1
140075 | XN-P4T-SBBC-B | XION Basismodule, 1 module, 4 spring terminals | 29.6352 | 1
140072 | XN-PF-120/230VAC-D | Power module for outputs/inputs | 162.0315 | 1
140070 | XN-PF-24VDC-D | Power module for outputs/inputs | 88.3102 | 1
140157 | XN-PLC-CANOPEN | XION Gateways, CANopen, integrated PLC | 1157.932 | 1
140096 | XN-PS2-CABLE | Service cable | 68.1608 | 1
140088 | XN-S3S-SBB | XION Basismodule, 1 module, 3 screw terminals | 25.1095 | 1
140090 | XN-S3S-SBC | XION Basismodule, 1 module, 3 screw terminals | 25.1095 | 1
140077 | XN-S3T-SBB | XION Basismodule, 1 module, 3 spring terminals | 27.2045 | 1
140079 | XN-S3T-SBC | XION Basismodule, 1 module, 3 spring terminals | 27.2045 | 1
140089 | XN-S4S-SBBC | XION Basismodule, 1 module, 4 screw terminals | 26.8967 | 1
140092 | XN-S4S-SBBS | XION Basismodule, 1 module, 4 screw terminals | 26.8967 | 1
140095 | XN-S4S-SBBS-CJ | XION Basismodule, 1 module, 4 screw terminals | 116.7703 | 1
140091 | XN-S4S-SBCS | XION Basismodule, 1 module, 4 screw terminals | 26.8967 | 1
140078 | XN-S4T-SBBC | XION Basismodule, 1 module, 4 spring terminals | 26.8967 | 1
140081 | XN-S4T-SBBS | XION Basismodule, 1 module, 4 spring terminals | 25.431 | 1
140084 | XN-S4T-SBBS-CJ | XION Basismodule, 1 module, 4 spring terminals | 130.1035 | 1
140080 | XN-S4T-SBCS | XION Basismodule, 1 module, 4 spring terminals | 29.8353 | 1
140093 | XN-S6S-SBBSBB | XION Basismodule, 1 module, 6 screw terminals | 34.9579 | 1
140094 | XN-S6S-SBCSBC | XION Basismodule, 1 module, 6 screw terminals | 34.9579 | 1
140082 | XN-S6T-SBBSBB | XION Basismodule, 1 module, 6 spring terminals | 34.9579 | 1
140083 | XN-S6T-SBCSBC | XION Basismodule, 1 module, 6 spring terminals | 32.6694 | 1
126935 | XNSNK-M6X22-8 | #N/A | 1.5614 | 50
144603 | XNSPP-10X16X08 | #N/A | 1.5881 | 50
144602 | XNSPP-11X21X10 | #N/A | 1.7349 | 50
180071 | XNT-CLAP15 | Bracket for sensor, busbar thickness 15mm | 14.717 | 10
180072 | XNT-CLAP20 | Bracket for sensor, busbar thickness 20 mm | 15.424 | 10
191842 | XNT-CTRL-00/01 | Controller for temperature monitoring in the LV switchgear assembly | 3629.1279 | 1
178659 | XNT-DIAG-A-4 | Adapter plate, diagnostic sensor, diagnostic system | 152.8899 | 1
178660 | XNT-REC | USB receiver, diagnostic system | 367.4114 | 1
181584 | XNT-SENSOR-TEST | Diagnostics sensor tester | 808.408 | 1
178661 | XNT-USB-EXTENDER | USB extension adapter, diagnostic system | 557.7687 | 1
178662 | XNT-USB-HUB-7PORT | Isolated industrial USB hub, 7port, diagnostic system | 1567.7164 | 1
174474 | XP-503-10-A10-A00-1B | Industrial PC, 10.1" LED, AMD 1.65GHz DualCore, 4GB RAM, 32 GB mSATA | 7023.2628 | 1
174475 | XP-503-15-A10-A00-1B | Industrial PC, 15.6" LED, AMD 1.65GHz DualCore, 4GB RAM, 32 GB mSATA | 8856.4575 | 1
174478 | XP-503-15-A10-A00-1V | #N/A | 9870.0777 | 1
174476 | XP-503-21-A10-A00-1B | Industrial PC, 21.5" LED, AMD 1.65GHz DualCore, 4GB RAM, 32 GB mSATA | 10682.4825 | 1
174479 | XP-503-21-A10-A00-1V | #N/A | 11732.9403 | 1
102053 | XPBM2006 | #N/A | 425.9925 | 1
148809 | XPBMB032504 | Partition, circuit breaker devices/busbar back area, HxW=325x425mm | 24.4855 | 1
102949 | XPBMB0610 | #N/A | 168.8836 | 1
289906 | XPF2BMT0406 | #N/A | 156.3258 | 1
289907 | XPF2BMT0606 | #N/A | 174.1283 | 1
173409 | XPFMC-CE | Blanking strip for cableway | 99.1632 | 1
135259 | XPI26BMCB0606 | #N/A | 46.6015 | 1
135260 | XPI26BMCB0608 | #N/A | 56.8906 | 1
135261 | XPIXBMCB0604 | #N/A | 33.1895 | 1
135262 | XPIXBMCB0606 | #N/A | 41.0899 | 1
285500 | XPL10 | #N/A | 292.527 | 1
124415 | XPLB0608 | #N/A | 121.1745 | 1
124416 | XPLB0808 | #N/A | 140.7786 | 1
124417 | XPLB1008 | #N/A | 180.4539 | 1
135263 | XPMMB0402 | #N/A | 24.5285 | 1
135264 | XPMMB0602 | #N/A | 29.0926 | 1
118735 | XPNBCB0802 | #N/A | 71.8773 | 1
118736 | XPNBCB0804 | #N/A | 74.7599 | 1
135257 | XPNBCB0806 | #N/A | 49.4974 | 1
135258 | XPNBCT0804 | #N/A | 38.2874 | 1
193389 | XPRCCV015035 | vertical partition cable room, H150mm | 24.2285 | 1
193390 | XPRCCV020035 | vertical partition cable room, H200mm | 27.1205 | 1
193391 | XPRCCV045035 | vertical partition cable room, H450mm | 41.9017 | 1
285311 | XQ25LF-*-* | Inscription plate, 25 x 25 mm, indiv. description | 6.4774 | 1
109773 | XQ25TS-*-* | #N/A | 0.74733 | 1
289908 | XSAF200106 | #N/A | 510.7346 | 1
289909 | XSAF200108 | #N/A | 520.3832 | 1
102052 | XSDFCC2006 | #N/A | 820.0899 | 1
193277 | XSDMC-0604 |  | 187.2082 | 1
193278 | XSDMC-1404 |  | 199.0975 | 1
193279 | XSDMC-1604 |  | 198.7119 | 1
193280 | XSDMC-1804 |  | 227.9532 | 1
193281 | XSDMC-2004 |  | 228.3388 | 1
193422 | XSDRMC0150-QSA | Module Door QSA H150mm | 155.6534 | 1
193423 | XSDRMC0150-QSA-DUAL | Module Door QSA H150mm Dual | 288.1066 | 1
193424 | XSDRMC0200-QSA | Module Door QSA H200mm | 160.9233 | 1
193426 | XSDRMC0200-QSA-BS | Module Door QSA H200mm British Standard | 161.2446 | 1
193425 | XSDRMC0200-QSA-DUAL | Module Door QSA H200mm Dual | 303.8519 | 1
193427 | XSDRMC0450-QSA | Module Door QSA H450mm | 205.2029 | 1
155542 | XSFDR10-X1-B | #N/A | 93.2697 | 1
155543 | XSFDR12-X1-B | #N/A | 104.3596 | 1
284854 | XSFS04 | #N/A | 33.3363 | 1
125829 | XSMFDB0606-BS | #N/A | 612.6253 | 1
144583 | XSMLV | #N/A | 516.4997 | 1
108781 | XSMS06 | #N/A | 70.4627 | 1
107702 | XSPBAC0208 | #N/A | 22.2331 | 1
104533 | XSPBM0806-1 | Top/bottom cover w.cutout for cables, WxD=800x600, 2 openings | 425.9925 | 1
104534 | XSPBM0808-1 | Top/bottom cover w.cutout for cables, WxD=800x800, 2 openings | 482.1491 | 1
104529 | XSPBM1006 | #N/A | 378.0298 | 1
104530 | XSPBM1008 | #N/A | 451.7621 | 1
104531 | XSPBM1206 | #N/A | 432.4649 | 1
104532 | XSPBM1208 | #N/A | 522.1848 | 1
183191 | XSPTV4-W1000D600 | Top panel, WxD=1000x600mm, IP42 | 387.7839 | 1
183195 | XSPTV4-W1000D800 | Top panel, WxD=1000x800mm, IP42 | 463.1685 | 1
183188 | XSPTV4-W425D600 | Top panel, WxD=425x600mm, IP42 | 270.3691 | 1
183192 | XSPTV4-W425D800 | Top panel, WxD=425x800mm, IP42 | 331.0366 | 1
183189 | XSPTV4-W600D600 | Top panel, WxD=600x600mm, IP42 | 307.8364 | 1
183193 | XSPTV4-W600D800 | Top panel, WxD=600x800mm, IP42 | 364.7765 | 1
183190 | XSPTV4-W800D600 | Top panel, WxD=800x600mm, IP42 | 357.0645 | 1
183194 | XSPTV4-W800D800 | Top panel, WxD=800x800mm, IP42 | 427.9505 | 1
256487 | XT-CAT5-X-2 | Ethernet cross cable 2m+RJ45 connector | 86.7199 | 1
256488 | XT-CAT5-X-5 | Ethernet cross cable 5m+RJ45 connector | 105.3238 | 1
256209 | XT-CPU-BAT1 | Battery for real-time clock XC600/400 | 59.8361 | 1
193473 | XTDFSV2X20X10_35 | Riser Bar Support 20mm 35kA Dragonfly | 84.8317 | 1
285316 | XT-FIL-1 | 24 V DC filter for XC100/XC200 | 186.0074 | 1
262731 | XT-MEM-MM32M | Multi-Media-Memory-Card 32MB | 315.4829 | 1
138257 | XT-MEM-MM512M | Multi-Media-Memory-Card 512MB | 463.0674 | 1
182111 | XTMPIX16AF55 | #N/A | 125.8239 | 1
193469 | XTPZAEHD-D800-DF | METERING_CABLE_CHANNEL Front to Back | 73.3923 | 1
193465 | XTPZBAVP-H325W600 | Partition Back VBB Meter Ch. H325 W600 | 59.7678 | 1
193466 | XTPZBAVP-H325W800 | Partition Back VBB Meter Ch. H325 W800 | 62.6598 | 1
289170 | XT-RJ45-ETH-RS232 | Cable distributor f.XC200 Ethernet/RS232 | 220.4465 | 1
262186 | XT-SUB-D/RJ45 | Prog.cable, XC-100, SUB-D/RJ45, 2m, RS-232 | 169.0684 | 1
187707 | XTSZFBA-W1200H200 | 6300A frame,Width=1200mm | 590.4804 | 1
141759 | XV-102-A0-35MQR-10 |  | 1196.0512 | 1
141820 | XV-102-A2-35MQR-10 | Touch panel 3,5" ; monochromatic; Resistive touch; Ethernet, Profibus | 1263.4369 | 1
141821 | XV-102-A3-35MQR-10 | Touch panel 3,5" ; monochromatic; Resistive touch; Ethernet, RS232 | 1103.0152 | 1
141822 | XV-102-A4-35MQR-10 | Touch panel 3,5" ; monochromatic; Resistive touch; Ethernet, RS485 | 1103.0152 | 1
141823 | XV-102-A5-35MQR-10 | Touch panel 3,5" , monochromatic, Resistive touch, Ethernet, RS232, CAN | 1406.4046 | 1
140012 | XV-102-B0-35MQR-10-PLC | Touch panel 3,5" , monochromatic, Resistive touch, PLC licence, Ethernet | 1560.0833 | 1
140007 | XV-102-B0-35TQR-10 | Touch panel 3,5" , color, Resistive touch, Ethernet | 1414.9545 | 1
140018 | XV-102-B0-35TQR-10-PLC | Touch panel 3,5" , color, Resistive touch, PLC licence, Ethernet | 1705.2121 | 1
140008 | XV-102-B2-35TQR-10 | Touch panel 3,5" , color, Resistive touch, Ethernet, Profibus DP | 1705.2121 | 1
140013 | XV-102-B3-35MQR-10-PLC | Touch panel 3,5" , monochromatic, Resistive touch, PLC licence, Ethernet,RS232 | 1668.9299 | 1
140009 | XV-102-B3-35TQR-10 | Touch panel 3,5" , color, Resistive touch, Ethernet, RS232 | 1523.8011 | 1
140019 | XV-102-B3-35TQR-10-PLC | Touch panel 3,5" , color, Resistive touch, PLC licence, Ethernet, RS232 | 1814.0458 | 1
140014 | XV-102-B4-35MQR-10-PLC | Touch panel 3,5" , monochromatic, Resistive touch, PLC licence, Ethernet,RS485 | 1668.9299 | 1
140010 | XV-102-B4-35TQR-10 | Touch panel 3,5" , color, Resistive touch, Ethernet, RS485 | 1523.8011 | 1
140020 | XV-102-B4-35TQR-10-PLC | Touch panel 3,5" , color, Resistive touch, PLC licence, Ethernet, RS485 | 1814.0458 | 1
140015 | XV-102-B5-35MQR-10-PLC | Touch panel 3,5" , monochromatic, Resistive touch, PLC licence, Ethernet,CANopen,RS232 | 1850.328 | 1
140011 | XV-102-B5-35TQR-10 | Touch panel 3,5" , color, Resistive touch, Ethernet, CANopen, RS232 | 1705.2121 | 1
140021 | XV-102-B5-35TQR-10-PLC | Touch panel 3,5" , color, Resistive touch, PLC licence, Ethernet, CANopen, RS232 | 1995.4568 | 1
140016 | XV-102-B6-35MQR-10-PLC | Touch panel 3,5" , monochromatic, Resistive touch, PLC licence, Ethernet,CANopen,RS485 | 1850.328 | 1
140022 | XV-102-B6-35TQR-10-PLC | Touch panel 3,5" , color, Resistive touch, PLC licence, Ethernet, CANopen, RS485 | 1995.4568 | 1
140017 | XV-102-B8-35MQR-10-PLC | Touch panel 3,5" , monochromatic, Resistive touch, PLC licence, Ethernet,ProfibusDP,RS485 | 1959.1746 | 1
140023 | XV-102-B8-35TQR-10-PLC | Touch panel 3,5" , color, Resistive touch, PLC licence, Ethernet, ProfibusDP,RS485 | 1949.0691 | 1
153524 | XV-102-BE-35TQRC-10 | Touch panel 3,5" ; color; Resistive touch; PLC licence; Ethernet; SmartWire-DT | 1564.3436 | 1
142530 | XV-102-D0-57TVR-10 | Touch panel 5,7" , color, Resistive touch, Ethernet, USB, RS232 | 1867.5306 | 1
142535 | XV-102-D0-70TWR-10 | Touch panel 7" , color, Resistive touch, Ethernet, USB, RS232 | 2282.5388 | 1
150620 | XV-102-D4-57TVR-10 | Touch panel 5,7" , color, Resistive touch, Ethernet, USB, RS232, RS485 | 2004.1353 | 1
150621 | XV-102-D4-70TWR-10 | Touch panel 7" ; color; Resistive touch; Ethernet, USB, RS232, RS485 | 2105.852 | 1
142531 | XV-102-D6-57TVR-10 | Touch panel 5,7" , color, Resistive touch, Ethernet, USB, RS232, RS485,CAN | 2144.1984 | 1
142533 | XV-102-D6-57TVRC-10 | Touch panel 5,7" , color, Resistive touch, PLC licence, Ethernet,USB,RS232,RS485,CAN | 2444.6002 | 1
142536 | XV-102-D6-70TWR-10 | Touch panel 7" , color, Resistive touch, Ethernet, USB, RS232, RS485,CAN | 2559.2067 | 1
142538 | XV-102-D6-70TWRC-10 | Touch panel 7" , color, Resistive touch, PLC licence, Ethernet,USB,RS232,RS485,CAN | 2892.5864 | 1
142532 | XV-102-D8-57TVR-10 | Touch panel 5,7" , color, Resistive touch, Ethernet, USB, RS232, RS485, Profibus | 2247.9537 | 1
142534 | XV-102-D8-57TVRC-10 | Touch panel 5,7" , color, Resistive touch, PLC licence, Ethernet,USB,RS232,RS485,Profibus | 2524.6216 | 1
142537 | XV-102-D8-70TWR-10 | Touch panel 7" , color, Resistive touch, Ethernet, USB, RS232, RS485, Profibus | 2688.2485 | 1
142539 | XV-102-D8-70TWRC-10 | Touch panel 7" , color, Resistive touch, PLC licence, Ethernet,USB,RS232,RS485,Profibus | 2939.6298 | 1
153525 | XV-102-E6-57TVRC-10 | Touch panel 5,7" , color, Resistive touch, PLC lic, Ethernet,USB,RS232,RS485,CAN,SmartWire-DT | 2506.6862 | 1
153527 | XV-102-E6-70TWRC-10 | Touch panel 7" , color, Resistive touch, PLC lic, Ethernet,USB,RS232,RS485,CAN, SmartWire-DT | 2904.8133 | 1
153526 | XV-102-E8-57TVRC-10 | Touch panel 5,7" ; color; Resistive touch; PLC lic; Ethernet,USB,RS232,RS485,Profibus, SmartWire-DT | 2377.9683 | 1
153528 | XV-102-E8-70TWRC-10 | Touch panel 7" , color, Resistive touch, PLC lic, Ethernet,USB,RS232,RS485,Profibus, SmartWire-DT | 3004.3386 | 1
153469 | XV-112-D6-57TVRC-00 | Touch panel 5,7" with PLC, Ethernet, USB, RS232, RS485, CAN, rear mounting | 3810.1854 | 1
153470 | XV-112-DB-70TWRC-00 | Touch panel 7" with PLC, Ethernet, USB, RS232, 2x CAN, rear mounting | 2727.6021 | 1
150607 | XV-152-D0-10TVR-10 | Touch panel 10,4" ; Ethernet, USB, RS232 | 4412.1227 | 1
150525 | XV-152-D0-57TVR-10 | Touch panel 5,7" ; Ethernet, USB, RS232 | 2025.4863 | 1
150601 | XV-152-D0-84TVR-10 | Touch panel 8,4" ; Ethernet, USB, RS232 | 3770.2502 | 1
150608 | XV-152-D4-10TVR-10 | Touch panel 10,4" ; Ethernet, USB, RS232, RS485 | 4512.363 | 1
150526 | XV-152-D4-57TVR-10 | Touch panel 5,7" ; Ethernet, USB, RS232, RS485 | 2105.852 | 1
150602 | XV-152-D4-84TVR-10 | Touch panel 8,4" , Ethernet, USB, RS232, RS485 | 4430.1957 | 1
150609 | XV-152-D6-10TVR-10 | Touch panel 10,4" , Ethernet, USB, RS232, RS485, CAN | 5344.3607 | 1
150611 | XV-152-D6-10TVRC-10 | Touch panel 10,4" with PLC, Ethernet, USB, RS232, RS485, CAN | 5634.2326 | 1
150527 | XV-152-D6-57TVR-10 | Touch panel 5,7" ; Ethernet, USB, RS232, RS485, CAN | 2266.2118 | 1
150529 | XV-152-D6-57TVRC-10 | Touch panel 5,7" with PLC, Ethernet, USB, RS232, RS485, CAN | 2506.9991 | 1
150529 | XV-152-D6-57TVRC-10 | #N/A | 2751.8091 | #N/A
150603 | XV-152-D6-84TVR-10 | Touch panel 8,4" , Ethernet, USB, RS232, RS485, CAN | 4605.9883 | 1
150605 | XV-152-D6-84TVRC-10 | Touch panel 8,4" with PLC, Ethernet, USB, RS232, RS485, CAN | 4251.6391 | 1
150610 | XV-152-D8-10TVR-10 | Touch panel 10,4" , Ethernet, USB, RS232, RS485, Profibus | 5411.3617 | 1
150612 | XV-152-D8-10TVRC-10 | Touch panel 10,4" with PLC, Ethernet, USB, RS232, RS485, Profibus | 5690.6285 | 1
150528 | XV-152-D8-57TVR-10 | Touch panel 5,7" ; Ethernet, USB, RS232, RS485, Profibus | 2366.5759 | 1
150600 | XV-152-D8-57TVRC-10 | Touch panel 5,7" with PLC, Ethernet, USB, RS232, RS485, Profibus | 2607.2394 | 1
150604 | XV-152-D8-84TVR-10 | Touch panel 8,4" , Ethernet, USB, RS232, RS485, Profibus | 4678.2136 | 1
150606 | XV-152-D8-84TVRC-10 | Touch panel 8,4" with PLC, Ethernet, USB, RS232, RS485, Profibus | 4957.5386 | 1
166704 | XV-152-E6-10TVRC-10 | Touch panel 10,4" with PLC, Ethernet, USB, RS485, CAN, SmartWIre-DT | 6797.7573 | 1
166700 | XV-152-E6-57TVRC-10 | Touch panel 5,7" with PLC, Ethernet, USB, RS485, CAN, SmartWIre-DT | 2670.0212 | 1
166702 | XV-152-E6-84TVRC-10 | Touch panel 8,4" with PLC, Ethernet, USB, RS485, CAN, SmartWIre-DT | 4462.2738 | 1
166705 | XV-152-E8-10TVRC-10 | Touch panel 10,4" with PLC, Ethernet, USB, RS485, Profibus-DP, SmartWIre-DT | 6832.9566 | 1
166701 | XV-152-E8-57TVRC-10 | Touch panel 5,7" with PLC, Ethernet, USB, RS485, Profibus-DP, SmartWIre-DT | 2764.2558 | 1
166703 | XV-152-E8-84TVRC-10 | Touch panel 8,4" with PLC, Ethernet, USB, RS485, Profibus-DP, SmartWIre-DT | 5969.4297 | 1
179659 | XV-303-10-B00-A00-1B | Touch panel 10", Capacitive touch, Ethernet, USB, RS232, RS485, CAN | 4256.0337 | 1
179661 | XV-303-10-B00-A00-1C | Touch panel 10" with PLC, Capacitive touch, Ethernet, USB, RS232, RS485, CAN | 4679.7192 | 1
179663 | XV-303-10-B02-A00-1B | Touch panel 10", Capacitive touch, Ethernet, USB, RS232, RS485, CAN, Profibus | 4590.9646 | 1
179665 | XV-303-10-B02-A00-1C | Touch panel 10" s PLC, Capacitive touch, Ethernet, USB, RS232, RS485, CAN, Profibus | 4883.6767 | 1
179667 | XV-303-10-BE0-A00-1C | Touch panel 10" with PLC, Capacitive touch, Ethernet, USB, RS232, RS485, CAN, SW-DT | 4897.1027 | 1
179669 | XV-303-10-BE2-A00-1C | Touch panel 10" s PLC, Capacitive touch, Ethernet, USB, RS232, RS485, CAN, Profibus, SW-DT | 5096.6482 | 1
179660 | XV-303-10-C00-A00-1B | Touch panel 10", Capacitive touch, 2x Ethernet, USB, RS232, RS485, CAN | 4567.6531 | 1
179662 | XV-303-10-C00-A00-1C | Touch panel 10" with PLC, Capacitive touch, 2x Ethernet, USB, RS232, RS485, CAN | 4866.5786 | 1
179664 | XV-303-10-C02-A00-1B | Touch panel 10", Capacitive touch, 2x Ethernet, USB, RS232, RS485, CAN, Profibus | 4773.9024 | 1
179666 | XV-303-10-C02-A00-1C | Touch panel 10" s PLC, Capacitive touch, 2x Ethernet, USB, RS232, RS485, CAN, Profibus | 5066.0906 | 1
179668 | XV-303-10-CE0-A00-1C | Touch panel 10" with PLC, Capacitive touch, 2x Ethernet, USB, RS232, RS485, CAN, SW-DT | 5083.9001 | 1
179670 | XV-303-10-CE2-A00-1C | Touch panel 10" s PLC, Capacitive touch, 2x Ethernet, USB, RS232, RS485, CAN, Profibus, SW-DT | 5279.586 | 1
191071 | XV-303-15-C00-A00-1B | Touch panel 15,6", Capacitive touch, 2x Ethernet, USB, RS232, RS485, CAN | 6661.5198 | #N/A
191072 | XV-303-15-C00-A00-1C | Touch panel 15,6" with PLC, Capacitive touch, 2x Ethernet, USB, RS232, RS485, CAN | 6976.339 | #N/A
191077 | XV-303-15-C00-A00-1D | Touch panel 15,6" with PLC, Capacitive touch, 2x Ethernet, USB, RS232, RS485, CAN | 7198.1613 | #N/A
191078 | XV-303-15-C00-A00-1E | Touch panel 15,6" with PLC, Capacitive touch, 2x Ethernet, USB, RS232, RS485, CAN | 7512.9805 | #N/A
191073 | XV-303-15-C02-A00-1B | Touch panel 15,6", Capacitive touch, 2x Ethernet, USB, RS232, RS485, CAN, Profibus | 6983.5047 | #N/A
191074 | XV-303-15-C02-A00-1C | Touch panel 15,6" with PLC, Capacitive touch, 2x Ethernet, USB, RS232, RS485, CAN, Profibus | 7298.3239 | #N/A
191075 | XV-303-15-CE0-A00-1C | Touch panel 15,6" with PLC, Capacitive touch, 2x Ethernet, USB, RS232, RS485, CAN, SW-DT | 7205.327 | #N/A
191079 | XV-303-15-CE0-A00-1E | Touch panel 15,6" with PLC, Capacitive touch, 2x Ethernet, USB, RS232, RS485, CAN, SW-DT | 7741.9684 | #N/A
191076 | XV-303-15-CE2-A00-1C | Touch panel 15,6" with PLC, Capacitive touch, 2x Ethernet, USB, RS232, RS485, CAN, Profibus, SW-DT | 7527.3118 | #N/A
179647 | XV-303-70-B00-A00-1B | Touch panel 7", Capacitive touch, Ethernet, USB, RS232, RS485, CAN | 3362.1067 | 1
179649 | XV-303-70-B00-A00-1C | Touch panel 7" with PLC, Capacitive touch, Ethernet, USB, RS232, RS485, CAN | 3660.9703 | 1
179651 | XV-303-70-B02-A00-1B | Touch panel 7", Capacitive touch, Ethernet, USB, RS232, RS485, CAN, Profibus | 3592.9263 | 1
179653 | XV-303-70-B02-A00-1C | Touch panel 7" s PLC, Capacitive touch, Ethernet, USB, RS232, RS485, CAN, Profibus | 3885.6384 | 1
179655 | XV-303-70-BE0-A00-1C | Touch panel 7" with PLC, Capacitive touch, Ethernet, USB, RS232, RS485, CAN, SW-DT | 3878.3538 | 1
179657 | XV-303-70-BE2-A00-1C | Touch panel 7" s PLC, Capacitive touch, Ethernet, USB, RS232, RS485, CAN, Profibus, SW-DT | 4098.6099 | 1
179648 | XV-303-70-C00-A00-1B | Touch panel 7", Capacitive touch, 2x Ethernet, USB, RS232, RS485, CAN | 3548.9042 | 1
179650 | XV-303-70-C00-A00-1C | Touch panel 7" with PLC, Capacitive touch, 2x Ethernet, USB, RS232, RS485, CAN | 3847.7678 | 1
179652 | XV-303-70-C02-A00-1B | Touch panel 7", Capacitive touch, 2x Ethernet, USB, RS232, RS485, CAN, Profibus | 3775.8641 | 1
179654 | XV-303-70-C02-A00-1C | Touch panel 7" s PLC, Capacitive touch, 2x Ethernet, USB, RS232, RS485, CAN, Profibus | 4068.6344 | 1
179656 | XV-303-70-CE0-A00-1C | Touch panel 7" with PLC, Capacitive touch, 2x Ethernet, USB, RS232, RS485, CAN, SW-DT | 4065.0893 | 1
179658 | XV-303-70-CE2-A00-1C | Touch panel 7" s PLC, Capacitive touch, 2x Ethernet, USB, RS232, RS485, CAN, Profibus, SW-DT | 4281.6059 | 1
179672 | XV-313-10-B00-A00-1C | Touch panel 10" w PLC, Capacitive, Rear flush mounting, Ethernet, USB, RS232, RS485, CAN | 4342.1588 | 1
191002 | XV-313-10-CE0-A00-1C | Touch panel 10" w PLC, Capacitive, Rear flush mounting, 2x Ethernet, USB, RS232, RS485, CAN, SW-DT | 5615.3163 | #N/A
179671 | XV-313-70-B00-A00-1C | Touch panel 7" with PLC, Capacitive, Rear flush mounting, Ethernet, USB, RS232, RS485, CAN | 3409.6574 | 1
191003 | XV-313-70-CE0-A00-1C | Touch panel 7" with PLC, Capacitive, Rear flush mounting, 2x Ethernet, USB, RS232, RS485, CAN, SW-DT | 4946.0155 | #N/A
169824 | XV-460-12TSB-1-10 | Touch panel 12,1", Infra-red touch; CANopen, Ethernet, RS-232 | 7509.481 | 1
173653 | XVTL-BP-F-14/3 | Profi+ XVTL-BP-F mounting frame, HxD = 1400 x 300 mm | 65.4233 | 1
173654 | XVTL-BP-F-16/3 | Profi+ XVTL-BP-F mounting frame, HxD = 1600 x 300 mm | 81.1686 | 1
173655 | XVTL-BP-F-18/3 | Profi+ XVTL-BP-F mounting frame, HxD = 1800 x 300 mm | 88.4307 | 1
173656 | XVTL-BP-F-20/3 | Profi+ XVTL-BP-F mounting frame, HxD = 2000 x 300 mm | 97.428 | 1
173673 | XVTL-BP-W-10/16/18-TB | #N/A | 50.1139 | 1
173678 | XVTL-BP-W-10/20-TB | #N/A | 32.9499 | 1
173669 | XVTL-BP-W-2/16/18-TB | #N/A | 24.4305 | 1
173674 | XVTL-BP-W-2/20-TB | #N/A | 17.3519 | 1
173670 | XVTL-BP-W-4/16/18-TB | #N/A | 25.5581 | 1
173675 | XVTL-BP-W-4/20-TB | #N/A | 20.1082 | 1
173671 | XVTL-BP-W-6/16/18-TB | #N/A | 36.0193 | 1
173676 | XVTL-BP-W-6/20-TB | #N/A | 22.6765 | 1
173672 | XVTL-BP-W-8/16/18-TB | #N/A | 43.5364 | 1
173677 | XVTL-BP-W-8/20-TB | #N/A | 29.8804 | 1
2012025 | XVTL-COMBINATION | SAP Configuration type | 196.9125 | 1
173663 | XVTL-SF-16 | #N/A | 147.2094 | 1
173657 | XVTL-SF-16/3 | Kit for partitioned configuration with Profi+ components for HxD=1600x300mm | 138.6871 | 1
173660 | XVTL-SF-16/3-200 | Kit for partitioned configuration with Profi+ components for HxD=1600x300mm, with 200mm compartment | 87.788 | 1
173666 | XVTL-SF-16-200 | #N/A | 100.4156 | 1
173664 | XVTL-SF-18 | #N/A | 159.4873 | 1
173658 | XVTL-SF-18/3 | Kit for partitioned configuration with Profi+ components for HxD=1800x300mm | 151.0262 | 1
173661 | XVTL-SF-18/3-200 | Kit for partitioned configuration with Profi+ components for HxD=1800x300mm, with 200mm compartment | 94.6003 | 1
173667 | XVTL-SF-18-200 | #N/A | 108.1206 | 1
173659 | XVTL-SF-20 | #N/A | 180.3472 | 1
173665 | XVTL-SF-20 | #N/A | 188.9919 | 1
173662 | XVTL-SF-20/3-200 | Kit for partitioned configuration with Profi+ components for HxD=2000x300mm, with 200mm compartment | 126.3479 | 1
173668 | XVTL-SF-20-200 | #N/A | 125.8484 | 1
139579 | Z5/FF225A-XHB-Z | Terminal shroud (direct mounting Z5-…/FF250->DILM185A,DILM225A) | 26.8711 | 1
215217 | Z5/FF250-XHB | Terminal shroud for Z5-…/FF225A, Z5-…/FF250 | 34.1608 | 1
215218 | Z5/FF250-XHB-Z | Terminal shroud (direct mounting Z5-…/FF250->DILM250,DILM300A) | 55.6494 | 1
139573 | Z5-100/FF225A | Overload relay for DILM185A...225A,Ir=70–100A | 338.3168 | 1
210071 | Z5-100/FF250 | Overload relay for DILM185 ... 250, Ir=70-100A | 307.9613 | 1
139574 | Z5-125/FF225A | Overload relay for DILM185A...225A,Ir=95–125A | 353.6583 | 1
210072 | Z5-125/FF250 | Overload relay for DILM185 ... 250, Ir=95-125A | 310.7108 | 1
139575 | Z5-160/FF225A | Overload relay for DILM185A...225A,Ir=120–160A | 363.5549 | 1
210073 | Z5-160/FF250 | Overload relay for DILM185 ... 250, Ir=120-160A | 304.5024 | 1
139576 | Z5-220/FF225A | Overload relay for DILM185A...225A,Ir=160–220A | 385.1416 | 1
210074 | Z5-220/FF250 | Overload relay for DILM185 ... 250, Ir=160-220A | 314.6507 | 1
139577 | Z5-250/FF225A | Overload relay for DILM185A...225A,Ir=200–250A | 357.3113 | 1
210075 | Z5-250/FF250 | Overload relay for DILM185 ... 250, Ir=200-250A | 311.9563 | 1
139578 | Z5-300/FF250 | Overload relay for DILM300A,Ir=250–300A | 397.1628 | 1
210070 | Z5-70/FF250 | Overload relay for DILM185 ... 250, Ir=50-70A | 311.1507 | 1
248433 | Z-AHK | Auxiliary contact 1no1nc for FI-2p | 20.9217 | 1
248287 | Z-ASA/230 | Shunt Trip Release for MCB, To be glued on, 110-415V AC / 110-220V DC | 28.2443 | 1
248286 | Z-ASA/24 | Shunt Trip Release for MCB, To be glued on, 12-110V AC / 12-60V DC | 25.106 | 1
29417 | ZAV-P3 | Shaft extension | 3.6514 | 1
280979 | ZAV-P5 | Shaft extension | 34.6751 | 1
27044 | ZAV-T0 | Shaft extension | 3.1114 | 1
278431 | ZB12-0,16 | Overload relay for DILM7…15, Ir=0.1-0.16A | 50.8748 | 1
278432 | ZB12-0,24 | Overload relay for DILM7…15, Ir=0.16-0.24A | 50.8748 | 1
278433 | ZB12-0,4 | Overload relay for DILM7…15, Ir=0.24-0.4A | 50.9905 | 1
278434 | ZB12-0,6 | Overload relay for DILM7…15, Ir=0.4-0.6A | 50.9905 | 1
278435 | ZB12-1 | Overload relay for DILM7…15, Ir=0.6-1A | 50.9905 | 1
278436 | ZB12-1,6 | Overload relay for DILM7…15, Ir=1-1.6A | 50.9905 | 1
278440 | ZB12-10 | Overload relay for DILM7…15, Ir=6-10A | 50.9905 | 1
278441 | ZB12-12 | Overload relay for DILM7…15, Ir=9-12A | 50.9905 | 1
290168 | ZB12-16 | Overload relay for DILM7…15, Ir=9-16A | 56.0304 | 1
278437 | ZB12-2,4 | Overload relay for DILM7…15, Ir=1.6-2.4A | 50.9905 | 1
278438 | ZB12-4 | Overload relay for DILM7…15, Ir=2.4-4A | 50.9905 | 1
278439 | ZB12-6 | Overload relay for DILM7…15, Ir=4-6AA | 50.9905 | 1
278464 | ZB150-100 | Overload relay for DILM80…170, Ir=70-100A | 273.794 | 1
278470 | ZB150-100/KK | Overload relay for DILM80...170, Ir= 70-100A, separate mounting | 279.9528 | 1
278465 | ZB150-125 | Overload relay for DILM80…170, Ir=95-125A | 276.5434 | 1
278471 | ZB150-125/KK | Overload relay for DILM80...170, Ir= 95-126A, separate mounting | 282.7023 | 1
278466 | ZB150-150 | Overload relay for DILM80…170, Ir=120-150A | 270.3901 | 1
278472 | ZB150-150/KK | Overload relay for DILM80...170, Ir= 120-150A, separate mounting | 276.6039 | 1
107316 | ZB150-175 | Overload relay for DILM80…170, Ir=145-175A | 294.5647 | 1
107317 | ZB150-175/KK | Overload relay for DILM80...170, Ir= 145-175A, separate mounting | 310.0573 | 1
278461 | ZB150-35 | Overload relay for DILM80…170, Ir=25-35A | 270.7695 | 1
278462 | ZB150-50 | Overload relay for DILM80…170, Ir=35-50A | 268.35 | 1
278468 | ZB150-50/KK | Overload relay for DILM80...170, Ir= 35-51A, separate mounting | 274.5638 | 1
278463 | ZB150-70 | Overload relay for DILM80…170, Ir=50-70A | 276.9833 | 1
278469 | ZB150-70/KK | Overload relay for DILM80...170, Ir= 50-70A, separate mounting | 283.1972 | 1
82667 | ZB2-100-AZ1 | #N/A | 30.4066 | 1
278442 | ZB32-0,16 | Overload relay for DILM17…38, Ir=0.1-0.16A | 60.9932 | 1
278443 | ZB32-0,24 | Overload relay for DILM17…38, Ir=0.16-0.24A | 60.9932 | 1
278444 | ZB32-0,4 | Overload relay for DILM17…38, Ir=0.24-0.4A | 60.9932 | 1
278445 | ZB32-0,6 | Overload relay for DILM17…38, Ir=0.4-0.6A | 60.9932 | 1
278446 | ZB32-1 | Overload relay for DILM17…38, Ir=0.6-1A | 60.9932 | 1
278447 | ZB32-1,6 | Overload relay for DILM17…38, Ir=1-1.6A | 60.9932 | 1
278451 | ZB32-10 | Overload relay for DILM17…38, Ir=6-10A | 60.9932 | 1
278452 | ZB32-16 | Overload relay for DILM17…38, Ir=10-16A | 62.806 | 1
278448 | ZB32-2,4 | Overload relay for DILM17…38, Ir=1.6-2.4A | 60.9932 | 1
278453 | ZB32-24 | Overload relay for DILM17…38, Ir=16-24A | 62.806 | 1
278454 | ZB32-32 | Overload relay for DILM17…38, Ir=24-32A | 94.3312 | 1
112474 | ZB32-38 | Overload relay for DILM17…38, Ir=38-38A | 110.4023 | 1
278449 | ZB32-4 | Overload relay for DILM17…38, Ir=2.4-4A | 60.9932 | 1
278450 | ZB32-6 | Overload relay for DILM17…38, Ir=4-6A | 60.9932 | 1
278473 | ZB32-XEZ | Separate mounting overload relay | 14.0223 | 1
61360 | ZB4-101-GF1 | #N/A | 4.5256 | 9
81038 | ZB4-102-KS1 | #N/A | 43.8292 | 1
206982 | ZB4-209-DS2 | #N/A | 214.2283 | 1
49822 | ZB4-600-BT1 | #N/A | 68.1288 | 1
278455 | ZB65-10 | Overload relay for DILM40…72, Ir=6-10A | 115.3557 | 1
278456 | ZB65-16 | Overload relay for DILM40…72, Ir=10-16A | 115.6306 | 1
278457 | ZB65-24 | Overload relay for DILM40…72, Ir=16-24A | 114.8608 | 1
278458 | ZB65-40 | Overload relay for DILM40…72, Ir=24-40A | 115.7956 | 1
278459 | ZB65-57 | Overload relay for DILM40…72, Ir=40-57A | 140.6509 | 1
278460 | ZB65-65 | Overload relay for DILM40…72, Ir=50-65A | 148.5144 | 1
108792 | ZB65-75 | Overload relay for DILM40…72, Ir=75-75A | 162.3956 | 1
278474 | ZB65-XEZ | Separate mounting overload relay | 22.7657 | 1
171128 | Z-BB/UL18/1P1MU/57 |  | 162.8722 | 1
171134 | Z-BB/UL18/1P1MU+AUX/37 |  | 145.4992 | 1
171129 | Z-BB/UL18/2P1MU/56 |  | 195.4466 | 1
171135 | Z-BB/UL18/2P1MU+AUX/46 |  | 181.9825 | 1
171142 | Z-BB/UL18/2X1P1MU+AUX/38 |  | 171.5587 | 1
171130 | Z-BB/UL18/3P1MU/57 |  | 195.4466 | 1
171136 | Z-BB/UL18/3P1MU+AUX/48 |  | 202.3958 | 1
171140 | Z-BB/UL18/3X1P1MU+AUX/39 |  | 191.5377 | 1
171131 | Z-BB/UL25/1P1MU/57 |  | 182.4169 | 1
171137 | Z-BB/UL25/1P1MU+AUX/37 |  | 178.0736 | 1
171132 | Z-BB/UL25/2P1MU/56 |  | 228.0211 | 1
171138 | Z-BB/UL25/2P1MU+AUX/46 |  | 219.8775 | 1
171143 | Z-BB/UL25/2X1P1MU+AUX/38 |  | 177.6393 | 1
171133 | Z-BB/UL25/3P1MU/57 |  | 244.3083 | 1
171139 | Z-BB/UL25/3P1MU+AUX/48 |  | 229.7584 | 1
171141 | Z-BB/UL25/3X1P1MU+AUX/39 |  | 240.5079 | 1
284930 | Z-BEL/G230 | Signal lamp, one-colour, blinking green, 230V AC/DC | 31.5028 | 1
284932 | Z-BEL/G24 | Signal lamp, one-colour, blinking green, 24V AC/DC | 31.5028 | 1
284929 | Z-BEL/R230 | Signal lamp, one-colour, blinking red, 230V AC/DC | 31.5028 | 1
284931 | Z-BEL/R24 | Signal lamp, one-colour, blinking red, 24V AC/DC | 31.5028 | 1
248445 | Z-BHASA/230 | Opening release for PBHT Un=110-415V | 82.7391 | 1
248444 | Z-BHASA/24 | Opening release for PBHT Un=12-60V | 82.7391 | 1
279261 | ZBR | Meter panel | 18.9125 | 1
158258 | ZB-XPLH | Sealable shroud for ZB, Z5 and ZW7 | 1.424 | 5
288912 | Z-D01/PE-10 | Fuse link Ring Adapter Insert D01, In=10+13A | 1.2471 | 12
288909 | Z-D01/PE-2 | Fuse link Ring Adapter Insert D01, In=2A | 1.2471 | 12
288910 | Z-D01/PE-4 | Fuse link Ring Adapter Insert D01, In=4A | 1.2471 | 12
288911 | Z-D01/PE-6 | Fuse link Ring Adapter Insert D01, In=6A | 1.2471 | 12
288937 | Z-D01/SE-10 | Fuse-Link D01, 400V AC / 220V DC, In=10A | 1.4914 | 12
288938 | Z-D01/SE-13 | Fuse-Link D01, 400V AC / 220V DC, In=13A | 1.8771 | 12
288939 | Z-D01/SE-16 | Fuse-Link D01, 400V AC / 220V DC, In=16A | 1.8771 | 12
288934 | Z-D01/SE-2 | Fuse-Link D01, 400V AC / 220V DC, In=2A | 1.4914 | 12
288935 | Z-D01/SE-4 | Fuse-Link D01, 400V AC / 220V DC, In=4A | 1.4914 | 12
288936 | Z-D01/SE-6 | Fuse-Link D01, 400V AC / 220V DC, In=6A | 1.8128 | 12
100650 | Z-D01/SK | Screw cap D01, In=16A | 2.34 | 20
288913 | Z-D02/PE-20 | Fuse link Ring Adapter Insert D02, In=20A | 1.2471 | 12
288914 | Z-D02/PE-25 | Fuse link Ring Adapter Insert D02, In=25A | 1.2471 | 12
288915 | Z-D02/PE-35 | Fuse link Ring Adapter Insert D02, In=32+35A | 1.2471 | 12
288916 | Z-D02/PE-40 | Fuse link Ring Adapter Insert D02, In=40A | 1.2471 | 12
288917 | Z-D02/PE-50 | Fuse link Ring Adapter Insert D02, In=50A | 1.2471 | 12
100663 | Z-D02/R/3-36 | Fuse base, 3-pole,Width = 36mm, onot busbar 60mm, 63A | 31.2037 | 1
100664 | Z-D02/R/3-54 | Fuse base, 3-pole,Width = 54mm, onto busbar 60mm, 63A | 66.1231 | 1
288940 | Z-D02/SE-20 | Fuse-Link D02, 400V AC / 220V DC, In=20A | 1.9285 | 12
288941 | Z-D02/SE-25 | Fuse-Link D02, 400V AC / 220V DC, In=25A | 1.9285 | 12
288942 | Z-D02/SE-32 | Fuse-Link D02, 400V AC / 220V DC, In=32A | 1.9928 | 12
288943 | Z-D02/SE-35 | Fuse-Link D02, 400V AC / 220V DC, In=35A | 1.4657 | 12
288944 | Z-D02/SE-40 | Fuse-Link D02, 400V AC / 220V DC, In=40A | 1.9928 | 12
288945 | Z-D02/SE-50 | Fuse-Link D02, 400V AC / 220V DC, In=50A | 2.25 | 12
288946 | Z-D02/SE-63 | Fuse-Link D02, 400V AC / 220V DC, In=63A | 1.6714 | 12
263149 | Z-D02/SIKA-HF | Adapter spring D01 to D02 | 0.97713 | 50
100651 | Z-D02/SK | Screw cap D02, In=63A | 1.9028 | 20
263151 | Z-D02-D01/PE-10 | Fuse link Ring Adapter Insert D02->D01, In=10A | 0.78427 | 12
263152 | Z-D02-D01/PE-16 | Fuse link Ring Adapter Insert D02->D01, In=16A | 0.91284 | 12
263112 | Z-D02-D01/PE-2 | Fuse link Ring Adapter Insert D02->D01, In=2A | 0.78427 | 12
263113 | Z-D02-D01/PE-4 | Fuse link Ring Adapter Insert D02->D01, In=4A | 0.78427 | 12
263150 | Z-D02-D01/PE-6 | Fuse link Ring Adapter Insert D02->D01, In=6A | 0.78427 | 12
114323 | Z-D02-LTS-HF | Adapter spring D01 - C10 | 1.0526 | 12
100662 | Z-D02-S-AB-SET | Cover for busbar support D02-SO/63/3-R-27 | 5.7599 | 10
114324 | Z-D0-PE-Z | Fuse link Ring Adapter Insert Plier | 7.1202 | 10
248267 | Z-D63 | Interconnecting module, In=63A | 11.0955 | 1
248268 | Z-D63/P | Interconnecting module, In=63A | 13.474 | 1
248269 | Z-D80 | Interconnecting module, In=80A | 20.2111 | 1
112146 | Z-DIII/PS-50A | #N/A | 1.5685 | 25
284925 | Z-DLD/2/230 | Signal lamp, two-colour, with two LEDs red+green, 230V AC/DC | 37.195 | 1
284926 | Z-DLD/2/24 | Signal lamp, two-colour, with two LEDs red+green, 24V AC/DC | 35.7936 | 1
108898 | Z-DLD/WH230 | Signal lamp, two-colour, with two LEDs white+white, 230V AC/DC | 25.8295 | 1
108897 | Z-DLD/WH24 | Signal lamp, two-colour, with two LEDs white+white, 24V AC/DC | 6.2742 | 1
248868 | Z-DSA1-01 | Rotary switch, switch, 1-pole | 67.2931 | 1
248872 | Z-DSA2-01 | Rotary switch, switch, 2-pole | 77.3986 | 1
248873 | Z-DSA2-01-SL | Rotary switch, switch, 2-pole | 154.7843 | 1
129712 | Z-DSAM-0123 | Rotary switch, amperemeter changeover switch | 52.0705 | 1
248949 | Z-DST | Distance piece for relays/contactors | 7.0199 | 1
248869 | Z-DSU1-102 | Rotary switch, changeover switch, 1-pole | 73.9658 | 1
248875 | Z-DSU2-102 | Rotary switch, changeover switch, 2-pole, 1-0-2 | 73.9658 | 1
248874 | Z-DSU2-12 | Rotary switch, changeover switch, 2-pole, 1-2 | 93.3026 | 1
248876 | Z-DSU2-H0A | Rotary switch, changeover switch, 2-pole, 1-0-2 | 73.9658 | 1
248877 | Z-DSU3-102 | Rotary switch, changeover switch, 3-pole, 1-0-2 | 118.2064 | 1
248879 | Z-DSV-LL | Rotary switch, voltmeter changeover switch | 89.0598 | 1
248880 | Z-DSV-LLLN | Rotary switch, voltmeter changeover switch | 146.8002 | 1
248878 | Z-DSV-LN | Rotary switch, voltmeter changeover switch | 100.3353 | 1
14263 | ZE-0,16 | Overload relay for DILEM, Ir=0.1-0.16 A | 76.8738 | 1
14285 | ZE-0,24 | Overload relay for DILEM, Ir=0.16-0.24 A | 76.8738 | 1
14300 | ZE-0,4 | Overload relay for DILEM, Ir=0.24-0.4 A | 61.1358 | 1
14333 | ZE-0,6 | Overload relay for DILEM, Ir=0.4-0.6 A | 61.2348 | 1
14376 | ZE-1,0 | Overload relay for DILEM, Ir=0.6-1.0 A | 61.3338 | 1
14432 | ZE-1,6 | Overload relay for DILEM, Ir=1.0-1.6 A | 61.4822 | 1
14752 | ZE-12 | Overload relay for DILEM, Ir=9-12 A | 61.4327 | 1
14479 | ZE-2,4 | Overload relay for DILEM, Ir=1.6-2.4 A | 61.5317 | 1
14518 | ZE-4 | Overload relay for DILEM, Ir=2.4-4 A | 61.6307 | 1
14565 | ZE-6 | Overload relay for DILEM, Ir=4-6 A | 61.4822 | 1
14708 | ZE-9 | Overload relay for DILEM, Ir=6-9 A | 61.9771 | 1
104902 | Z-EB/50/UL |  | 14.8544 | 1
136480 | ZEB12-1,65 | Electronic overload relay for DILM7-15, Ir = 0,33-1,65A | 267.637 | 1
136483 | ZEB12-1,65-GF | Electronic overload relay for DILM7-15, Ir = 0,33-1,65A, with ground fault detection | 413.704 | 1
136482 | ZEB12-20 | Electronic overload relay for DILM7-15, Ir = 4-20A | 267.637 | 1
136485 | ZEB12-20-GF | Electronic overload relay for DILM7-15, Ir = 4-20A, with ground fault detection | 413.704 | 1
136481 | ZEB12-5 | Electronic overload relay for DILM7-15, Ir = 1-5A | 267.637 | 1
136484 | ZEB12-5-GF | Electronic overload relay for DILM7-15, Ir = 1-5A, with ground fault detection | 413.704 | 1
136506 | ZEB150-100 | Electronic overload relay for DILM80-150, Ir = 20-100A | 642.0804 | 1
136508 | ZEB150-100/KK | Electronic overload relay for DILM80-150, Ir = 20-100A, separate mounting | 642.0804 | 1
136507 | ZEB150-100-GF | Electronic overload relay for DILM80-150, Ir = 20-100A, with ground fault detection | 745.1113 | 1
136509 | ZEB150-100-GF/KK | Electronic overload relay for DILM80-150, Ir = 20-100A, with ground fault detection, separate mount | 745.1113 | 1
164303 | ZEB150-175 | Electronic overload relay for DILM80-170, Ir = 35-175A | 430.6186 | 1
164305 | ZEB150-175/KK | Electronic overload relay for DILM80-170, Ir = 35-175A, separate mounting | 433.5286 | 1
164304 | ZEB150-175-GF | Electronic overload relay for DILM80-170, Ir = 35-175A, with ground fault detection | 430.6186 | 1
164306 | ZEB150-175-GF/KK | Electronic overload relay for DILM80-170, Ir = 35-175A, with ground fault detection, separate mount | 433.5286 | 1
164307 | ZEB225A-175 | Electronic overlad relay for DILM180A up to 225A, Ir = 35-175A | 509.9936 | 1
164308 | ZEB225A-175-GF | Electronic overlad relay for DILM180A up to 225A, Ir = 35-175A, ground fault detection | 509.9936 | 1
136486 | ZEB32-1,65 | Electronic overload relay for DILM17-38, Ir = 0,33-1,65A | 297.3647 | 1
136494 | ZEB32-1,65/KK | Electronic overload relay for DILM17-38, Ir = 0,33-1,65A, separate mounting | 297.3647 | 1
136490 | ZEB32-1,65-GF | Electronic overload relay for DILM17-38, Ir = 0,33-1,65A, with ground fault detection | 459.6252 | 1
136498 | ZEB32-1,65-GF/KK | Electronic overload relay for DILM17-38, Ir = 0,33-1,65A, with ground fault detect, separate mount | 459.6252 | 1
136488 | ZEB32-20 | Electronic overload relay for DILM17-38, Ir = 4-20A | 297.3647 | 1
136496 | ZEB32-20/KK | Electronic overload relay for DILM17-38, Ir = 4-20A, separate mounting | 297.3647 | 1
136492 | ZEB32-20-GF | Electronic overload relay for DILM17-38, Ir = 4-20A, with ground fault detection | 459.6252 | 1
136500 | ZEB32-20-GF/KK | Electronic overload relay for DILM17-38, Ir = 4-20A, with ground fault detection, separate mounting | 459.6252 | 1
136489 | ZEB32-45 | Electronic overload relay for DILM17-38, Ir = 9-45A | 297.3647 | 1
136497 | ZEB32-45/KK | Electronic overload relay for DILM17-38, Ir = 9-45A, separate mounting | 297.3647 | 1
136493 | ZEB32-45-GF | Electronic overload relay for DILM17-38, Ir = 9-45A, with ground fault detection | 459.6252 | 1
136501 | ZEB32-45-GF/KK | Electronic overload relay for DILM17-38, Ir = 9-45A, with ground fault detection, separate mounting | 459.6252 | 1
136487 | ZEB32-5 | Electronic overload relay for DILM17-38, Ir = 1-5A | 297.3647 | 1
136495 | ZEB32-5/KK | Electronic overload relay for DILM17-38, Ir = 1-5A, separate mounting | 297.3647 | 1
136491 | ZEB32-5-GF | Electronic overload relay for DILM17-38, Ir = 1-5A, with ground fault detection | 459.6252 | 1
136499 | ZEB32-5-GF/KK | Electronic overload relay for DILM17-38, Ir = 1-5A, with ground fault detection, separate mounting | 459.6252 | 1
136504 | ZEB65-100 | Electronic overload relay for DILM40-72, Ir = 20-100A | 550.3636 | 1
136505 | ZEB65-100-GF | Electronic overload relay for DILM40-72, Ir = 20-100A, with ground fault detection | 683.0218 | 1
136502 | ZEB65-45 | Electronic overload relay for DILM40-72, Ir = 9-45A | 416.288 | 1
136503 | ZEB65-45-GF | Electronic overload relay for DILM40-72, Ir = 9-45A, with ground fault detection | 505.5964 | 1
136514 | ZEB-XSC | #N/A | 4.2342 | 1
171145 | Z-ECUL |  | 1.6737 | 10
264935 | Z-EK/25 | #N/A | 4.5128 | 1
269525 | Z-EK/25/K | #N/A | 3.6642 | 1
264936 | Z-EK/25/Q | #N/A | 4.6413 | 1
264937 | Z-EK/25/QL | #N/A | 3.5357 | 1
104901 | Z-EK/35/UL | Terminal for busbar Z-SV/UL-. (2,5-35mm2) | 12.1346 | 1
264934 | Z-EK/50 | Extension terminal 6-50mm2, for Z-SV-16/3P | 14.194 | 1
264933 | Z-EK/95 | Extension terminal 25-70mm2, for Z-SV-... 3P | 21.3425 | 1
113136 | Z-EK/95-1 | Extension terminal 25-70mm2, for Z-SV-35/1P | 6.5442 | 1
264911 | Z-EK/95-3N | Extension terminal 25-70mm2, for Z-SV-35/3P+N | 25.251 | 1
103131 | Z-EL/BL230 | Signal lamp, one-colour Blue, 230V AC/DC | 22.1396 | 1
284922 | Z-EL/G230 | Signal lamp, one-colour Green, 230V AC/DC | 18.0254 | 1
275865 | Z-EL/OR230 | Signal lamp, one-colour Orange, 230V AC/DC | 19.6711 | 1
275444 | Z-EL/OR24 | Signal lamp, one-colour Orange, 24V AC/DC | 20.0568 | 1
284921 | Z-EL/R230 | Signal lamp, one-colour Red, 230V AC/DC | 18.0254 | 1
107494 | Z-EL/WH230 | Signal lamp, one-colour White, 230V AC/DC | 20.4682 | 1
107493 | Z-EL/WH24 | Signal lamp, one-colour White, 24V AC/DC | 33.428 | 1
248293 | Z-FAM | Tripping module for PF6,PF7,FI, dRCM-4p | 29.2904 | 1
171146 | Z-FPUL |  | 1.7993 | 10
186884 | ZFS(DE)-P5 | Add-on front plate P5, german | 2.6004 | #N/A
186885 | ZFS(EN)-P5 | Add-on front plate P5, english | 2.6004 | #N/A
186883 | ZFS(X)-P5 | Add-on front plate P5, empty | 2.6004 | #N/A
999978 | ZFS*-NZM7 | Warning plate Main switch, Czech | 6.3153 | 1
65896 | ZFS60-NZM7 | Warning plate Main switch, plain | 4.9532 | 1
22297 | ZFS60-P3 | Add-on front plate T5, T5B, P3 | 2.6717 | 1
19924 | ZFS60-T0 | Add-on front plate T0, T3, P1 | 2.308 | 1
272525 | ZFS61/62-NZM7 | Warning plate Main switch, German+English | 2.8481 | 1
65739 | ZFS61/62-P3 | Add-on front plate T5, T5B, P3 | 2.6717 | 1
30170 | ZFS61/62-T0 | Add-on front plate T0, T3, P1 | 2.308 | 1
51089 | ZFS61-NZM7 | Warning plate Main switch, German | 2.8481 | 1
65957 | ZFS62-NZM7 | Warning plate Main switch, English | 4.8794 | 1
65958 | ZFS63-NZM7 | Warning plate Main switch, French | 3.1577 | 1
65753 | ZFS67-P3 | Add-on front plate T5, T5B, P3 | 2.6717 | 1
65750 | ZFS67-T0 | Add-on front plate T0, T3, P1 | 2.2703 | 1
65754 | ZFS68-P3 | Add-on front plate T5, T5B, P3 | 2.6717 | 1
65751 | ZFS68-T0 | Add-on front plate T0, T3, P1 | 2.2703 | 1
65752 | ZFS77-T0 | Add-on front plate T0, T3, P1 | 2.2703 | 1
104829 | ZFS-LS-NZM | Label, with circuit-breaker symbol | 4.8913 | 1
104828 | ZFS-LTS-NZM | Label, with symbol switch-disconnector | 4.7055 | 1
186926 | ZFSNT61/62-P3 | Add-on front plate T5, T5B, P3 | 2.167 | #N/A
186925 | ZFSNT61/62-T0 | Add-on front plate T0, T3, P1 | 0.99064 | #N/A
186902 | ZFSNT78-P3 | Add-on front plate T5, T5B, P3 | 2.167 | #N/A
186901 | ZFSNT78-T0 | Add-on front plate T0, T3, P1 | 0.99064 | #N/A
168550 | ZFS-S27-NZM | Label, with symbol device switch-disconnector | 4.6436 | 10
115365 | ZFS-TS-NZM | Label, with symbol switch-disconnector | 4.7055 | 1
27043 | ZFSX-P3 | Black label mount | 1.0035 | 1
24670 | ZFSX-T0 | Black label mount | 0.94075 | 1
248297 | Z-FW/001 | Remote testing module for Z-FW-LP, Idn=0.01A | 33.4747 | 1
248298 | Z-FW/003 | Remote testing module for Z-FW-LP, Idn=0.03A | 33.4747 | 1
248299 | Z-FW/010 | Remote testing module for Z-FW-LP, Idn=0.1A | 33.4747 | 1
248300 | Z-FW/030 | Remote testing module for Z-FW-LP, Idn=0.3A | 33.4747 | 1
248301 | Z-FW/050 | Remote testing module for Z-FW-LP, Idn=0.5A | 33.4747 | 1
248296 | Z-FW-LP | Automatic switching drive fo modular devices 240V AC | 543.9641 | 1
290171 | Z-FW-LP/MO | Automatic switching drive with remote control 240V AC | 690.4159 | 1
265244 | Z-FW-LPD | Automatic switching drive fo modular devices 48V DC | 690.4159 | 1
290172 | Z-FW-LPD/MO | Automatic switching drive with remote control 48V DC | 878.7112 | 1
284730 | Z-FW-MO | Remote control module for automatic switching drive Z-FW | 188.2952 | 1
13151 | ZG/I43E-G-150 | Meter enclosures ZG/I HxWxD = 375x250x175 | 226.821 | 1
15524 | ZG/I43E-G-200 | Meter enclosures ZG/I HxWxD = 375x250x225 | 295.9347 | 1
17897 | ZG/I44E-150 | Meter enclosures ZG/I HxWxD = 375x375x175 | 331.1062 | 1
20270 | ZG/I44E-200 | Meter enclosures ZG/I HxWxD = 375x375x225 | 371.0693 | 1
22643 | ZG/I48-200 | Meter enclosures ZG/I HxWxD = 750x375x225 | 709.3001 | 1
264920 | Z-GSV-10/1P+N-F/13 | #N/A | 24.3863 | 1
274400 | Z-GSV-10/3P+N/12-U | #N/A | 61.7215 | 1
113138 | Z-GSV-10/FI+EH+2XLS1N | Interconnecting bar 2x4+2x(1+N),2x(4x1)+2x(1+0,5), In=63A | 45.77 | 1
113139 | Z-GSV-10/FI+EH+4XLS1N | Interconnecting bar 2x4+4x(1+N),2x(4x1)+4x(1+0,5), In=63A | 52.2894 | 1
271067 | Z-GSV-16/1P+N | Interconnecting bar, 1p+N, 1.5modules, 1m, 63A | 108.1794 | 1
271077 | Z-GSV-16/1P+N/9 | Interconnecting bar (1+N), 9x(1+0,5), In=80A | 17.3877 | 1
271068 | Z-GSV-16/3P+3N | Interconnecting bar, 3x 1p+N, 1.5modules, 1m, 63A | 138.2981 | 1
271079 | Z-GSV-16/3P+3N/9 | Interconnecting bar 3x(1+N), 3x(3x(1+0,5)), In=80A | 27.5044 | 1
113137 | Z-GSV-16/FI+EH+KR+30XLS1N | Interconnecting bar, 3x4+30x(1+N)+3x(4x1)+30x(1+0.5),1m,80A | 220.7176 | 1
270339 | Z-GV-10/1P-1TE | Interconnecting bar, 1m, 1-pole, In=63A, 10mm2 | 24.1474 | 1
271060 | Z-GV-10/3P-3TE | Interconnecting bar, 1m, 3-pole, In=63A, 10mm2 | 49.1383 | 1
271062 | Z-GV-16/1P+HS | Interconnecting bar, 1m, 1-pole+Aux.Cont., In=80A, 16mm2 | 35.7421 | 1
271063 | Z-GV-16/1P+N-2TE | Interconnecting bar, 1m, 1+Npole, In=80A | 51.6048 | 1
271075 | Z-GV-16/1P+N-2TE/16 | Interconnecting bar 8x 1+N pole, In=80A, 16mm2 | 16.9656 | #N/A
271061 | Z-GV-16/1P-1TE | Interconnecting bar, 1m, 1-pole, In=80A, 16mm2 | 28.2363 | 1
271074 | Z-GV-16/1P-1TE/16 | Interconnecting bar 16x 1 pole, In=80A, 16mm2 | 8.2377 | #N/A
263142 | Z-GV-16/3P+3N-6TE | Interconnecting bar, 1m, 3x(1+Npole), In=80A, 16mm2 | 133.899 | 1
271065 | Z-GV-16/3P+HS | Interconnecting bar, 1m, 3-pole+Aux.Cont., In=80A, 16mm2 | 117.3893 | 1
271066 | Z-GV-16/3P+N-4TE | Interconnecting bar, 1m, 3+Npole, In=80A | 117.1504 | 1
271078 | Z-GV-16/3P+N-4TE/16 | Interconnecting bar 4x 3+N pole, In=80A, 16mm2 | 41.8421 | #N/A
271064 | Z-GV-16/3P-3TE | Interconnecting bar 1m, 3pole, In=80A, 16mm2 | 60.733 | 1
267511 | Z-GV-16/3P-3TE/6 | #N/A | 10.8111 | 1
272588 | Z-GV-U/2 | Earthing bar for SPB,SPI,SP-B+C surge arrester.,2p | 4.0303 | 1
272589 | Z-GV-U/3 | Earthing bar for SPB,SPI,SP-B+C surge arrester.,3p | 4.8201 | 1
274080 | Z-GV-U/4 | Earthing bar for SPB,SPI,SP-B+C surge arrester.,4p | 7.1144 | 1
274081 | Z-GV-U/5 | Earthing bar for SPB,SPI,SP-B+C surge arrester.,5p | 6.8625 | 1
274082 | Z-GV-U/6 | Earthing bar for SPB,SPI,SP-B+C surge arrester.,6p | 9.8253 | 1
274083 | Z-GV-U/8 | Earthing bar for SPB,SPI,SP-B+C surge arrester.,8p | 9.504 | 1
274084 | Z-GV-U/9 | Earthing bar for SPB,SPI,SP-B+C surge arrester.,9p | 10.4299 | 1
263960 | Z-HA-EK/35 | Connecting terminal for wires up to 35mm2 | 3.3434 | 1
265620 | Z-HD |  | 51.7812 | 1
248432 | Z-HK | Auxiliary contact 1no1nc for RCD | 27.1982 | 1
236980 | Z-HWS-FI | Warning label | 42.7832 | 10
113895 | Z-IHK-NA | Auxiliary contact through 1no1nc for FAZ...-NA, FAZ...-RT | 35.5669 | 1
276290 | Z-IS/AK-1TE | Terminal cover | 1.6737 | 1
274418 | Z-IS/SPE-1TE | Locking lever of MCB: PL, FAZ (without lock) | 8.3522 | 1
248294 | Z-KAM | Tripping module for PFL6,PFL7-2p | 29.2904 | 1
248257 | Z-LAR16-O | Priority relay, 1nc contact | 43.1365 | 1
248260 | Z-LAR16-S | Priority relay, 1no contact | 43.1365 | 1
248258 | Z-LAR32-O | Priority relay, 1nc contact | 52.2762 | 1
248261 | Z-LAR32-S | Priority relay, 1no contact | 44.2149 | 1
248256 | Z-LAR8-O | Priority relay, 1nc contact | 44.2149 | 1
248259 | Z-LAR8-S | Priority relay, 1no contact | 44.2149 | 1
248262 | Z-LAR8-W | Priority relay, 1co contact | 46.092 | 1
248442 | Z-LHASA/230 | Opening release for MCB: PLHT, AZ, To be glued on, Un=110-415V AC | 80.0255 | 1
248441 | Z-LHASA/24 | Opening release for MCB: PLHT, AZ, To be glued on, Un=12-60V AC | 80.0255 | 1
248440 | Z-LHK | Auxiliary contact unit for PLHT, AZ | 27.1982 | 1
264929 | Z-LTS-00/3-SV | Busbar for LTS | 116.2763 | 1
263128 | Z-LTS-00-V-KL |  | 10.6789 | 3
263132 | Z-LTS-00-V-KLA |  | 8.0092 | 3
263130 | Z-LTS-00-V-LA |  | 7.8649 | 3
286812 | Z-LTS-160-BK | Al/Cu connection terminals, for LTS..00 | 3.3434 | 3
286813 | Z-LTS-250-BK | Al/Cu connection terminals, pro LTS-L...1 | 53.4945 | 3
286818 | Z-LTS-250-SAD/100 | Busbar adaptor, size 1, for LTS250/1, busbar dist. 100mm | 141.228 | 1
289995 | Z-LTS-L/160-AB/70-SET | Compensation cover for LTS-L | 17.3981 | 1
289996 | Z-LTS-L/160-AB/90-SET | Compensation cover for LTS-L | 19.3175 | 1
286815 | Z-LTS-L/160-SADD | Double adaptor 100 to 185 mm for LTS-L | 85.2569 | 1
286816 | Z-LTS-L/160-SADD-KR | Double adaptor 100 to 185 mm for LTS-L | 69.902 | 1
286814 | Z-LTS-L/160-SAD-KR | Adaptor 100 to 185 mm for LTS-L | 71.0123 | 1
263153 | Z-LTS-LG/00-KR | Busbar clamps, 3 pcs, for LTS..00 | 6.7487 | 3
263118 | Z-LTS-LG/00-SAD | Adaptor, 100/185 mm, for LTS..00 | 55.5996 | 1
286817 | Z-LTS-L-KA | Terminal Cover / compensation to the size of the LTS-L 1,2,3 | 6.3153 | 1
269353 | Z-LTS-L-KR | Busbar clamps | 27.96 | 3
288908 | Z-LTS-SAB/70-90 | Compensation cover for LTS | 17.0885 | 1
263119 | Z-LTS-SC | Connection screw M8 | 3.1577 | 3
263127 | Z-LTS-V-KL |  | 13.1322 | 3
263131 | Z-LTS-V-KLA |  | 8.0092 | 3
263129 | Z-LTS-V-LA |  | 9.1637 | 3
248383 | Z-MFG | Enclosure,moisture-proof,IP54,4TE,ON/OFF | 46.7458 | 1
248384 | Z-MFG/NL | Enclosure,moisture-proof,IP54,4TE,ON/OFF,N termin | 42.3764 | 1
248385 | Z-MFG/NOT | Enclosure,moisture-proof,IP54,4TE,ON/OFF/STOP,N te | 96.6583 | 1
248302 | Z-MFPA | Switch-off unit (cover-removal switch-off) | 19.3493 | 1
101619 | Z-MG/WAK40 | Measuring transformer for cable, diam. 20 (Z-MG), I=40/5A | 37.7993 | 1
101620 | Z-MG/WAK50 | Measuring transformer for cable, diam. 20 (Z-MG), I=50/5A | 35.4979 | 1
101621 | Z-MG/WAK60 | Measuring transformer for cable, diam. 20 (Z-MG), I=60/5A | 38.005 | 1
101622 | Z-MG/WAK80 | Measuring transformer for cable, diam. 20 (Z-MG), I=80/5A | 37.015 | 1
101623 | Z-MG/WAS100 | Measuring transformer for busbars 30x10 (Z-MG), I=100/5A | 39.3036 | 1
101624 | Z-MG/WAS1000 | Measuring transformer for busbars 30x10 (Z-MG), I=1000/5A | 114.9151 | 1
101625 | Z-MG/WAS150 | Measuring transformer for busbars 30x10 (Z-MG), I=150/5A | 35.4979 | 1
101626 | Z-MG/WAS200 | Measuring transformer for busbars 30x10 (Z-MG), I=200/5A | 35.4979 | 1
101627 | Z-MG/WAS250 | Measuring transformer for busbars 30x10 (Z-MG), I=250/5A | 35.4979 | 1
101628 | Z-MG/WAS300 | Measuring transformer for busbars 30x10 (Z-MG), I=300/5A | 38.0693 | 1
101629 | Z-MG/WAS400 | Measuring transformer for busbars 30x10 (Z-MG), I=400/5A | 39.9593 | 1
101630 | Z-MG/WAS500 | Measuring transformer for busbars 30x10 (Z-MG), I=500/5A | 52.1991 | 1
101631 | Z-MG/WAS600 | Measuring transformer for busbars 30x10 (Z-MG), I=600/5A | 55.4647 | 1
101632 | Z-MG/WAS800 | Measuring transformer for busbars 30x10 (Z-MG), I=800/5A | 91.8883 | 1
248389 | Z-MS-0,16/2 | Motor starters 2-pole (for 1-phase motors), Ir=0.10-0.16A | 36.835 | 1
248402 | Z-MS-0,16/3 | Motor starters 3-pole, Ir=0.10-0.16A | 49.962 | 1
248390 | Z-MS-0,25/2 | Motor starters 2-pole (for 1-phase motors), Ir=0.16-0.25A | 38.3522 | 1
248403 | Z-MS-0,25/3 | Motor starters 3-pole, Ir=0.16-0.25A | 49.5634 | 1
248391 | Z-MS-0,40/2 | Motor starters 2-pole (for 1-phase motors), Ir=0.25-0.40A | 37.5679 | 1
248404 | Z-MS-0,40/3 | Motor starters 3-pole, Ir=0.25-0.40A | 51.2596 | 1
248392 | Z-MS-0,63/2 | Motor starters 2-pole (for 1-phase motors), Ir=0.40-0.63A | 38.8279 | 1
248405 | Z-MS-0,63/3 | Motor starters 3-pole, Ir=0.40-0.63A | 51.2596 | 1
248393 | Z-MS-1,0/2 | Motor starters 2-pole (for 1-phase motors), Ir=0.63-1.00A | 38.8279 | 1
248406 | Z-MS-1,0/3 | Motor starters 3-pole, Ir=0.63-1.00A | 58.8847 | 1
248394 | Z-MS-1,6/2 | Motor starters 2-pole (for 1-phase motors), Ir=1.00-1.60A | 38.8279 | 1
248407 | Z-MS-1,6/3 | Motor starters 3-pole, Ir=1.00-1.60A | 58.8847 | 1
248398 | Z-MS-10/2 | Motor starters 2-pole (for 1-phase motors), Ir=6.30-10.0A | 37.915 | 1
248411 | Z-MS-10/3 | Motor starters 3-pole, Ir=6.30-10.0A | 58.8847 | 1
248399 | Z-MS-16/2 | Motor starters 2-pole (for 1-phase motors), Ir=10.0-16.0A | 41.2064 | 1
248412 | Z-MS-16/3 | Motor starters 3-pole, Ir=10.0-16.0A | 58.8847 | 1
248395 | Z-MS-2,5/2 | Motor starters 2-pole (for 1-phase motors), Ir=1.60-2.50A | 38.8279 | 1
248408 | Z-MS-2,5/3 | Motor starters 3-pole, Ir=1.60-2.50A | 58.8847 | 1
248400 | Z-MS-25/2 | Motor starters 2-pole (for 1-phase motors), Ir=16.0-25.0A | 50.6048 | 1
248413 | Z-MS-25/3 | Motor starters 3-pole, Ir=16.0-25.0A | 64.2331 | 1
248396 | Z-MS-4,0/2 | Motor starters 2-pole (for 1-phase motors), Ir=2.50-4.00A | 37.5679 | 1
248409 | Z-MS-4,0/3 | Motor starters 3-pole, Ir=2.50-4.00A | 58.8847 | 1
248401 | Z-MS-40/2 | Motor starters 2-pole (for 1-phase motors), Ir=25.0-40.0A | 60.0032 | 1
248414 | Z-MS-40/3 | Motor starters 3-pole, Ir=25.0-40.0A | 65.4931 | 1
248397 | Z-MS-6,3/2 | Motor starters 2-pole (for 1-phase motors), Ir=4.00-6.30A | 37.5679 | 1
248410 | Z-MS-6,3/3 | Motor starters 3-pole, Ir=4.00-6.30A | 58.8847 | 1
263114 | Z-NH-00/TR | #N/A | 18.6168 | 1
290012 | Z-NH-1/80 | #N/A | 14.8112 | 3
263115 | Z-NH-1/TR | #N/A | 29.2752 | 1
263116 | Z-NH-2/TR | #N/A | 25.0581 | 1
263117 | Z-NH-3/TR | #N/A | 41.0135 | 1
120601 | Z-NH-AE | Extension for connection of 2 cable lugs | 38.1218 | 1
248434 | Z-NHK | Auxiliary contact 2co universal | 41.8434 | 1
179773 | Z-NHW-00-BK | Quick connector for NHW-SLS, size 00, 1,5-70mm2 | 3.3672 | 3
182398 | Z-NHW-CT-150/5-1-2 | Current transformer for NHW-SLS, class 1, 150A / 5A, 1,5VA, 50Hz | 129.9823 | 1
179772 | Z-NHW-SCREW-M8 | M8 screw terminal with spring washer for NHW-SLS, size 00 | 1.6836 | 3
179764 | Z-NHW-SLS-00-185/185-SADD | Dual bar adapter for NHW-SLS, size 00, for 185mm busbar system, depth compensation | 63.3759 | 1
179770 | Z-NHW-SLS-00-BBC | Clamp strap for NHW-SLS, size 00, for 185mm busbar system | 11.6485 | 3
179767 | Z-NHW-SLS-00-TC/F/D | Cover for cable connection area for NHW-SLS, size 00, 185mm busbar system, conn at bottom, flat | 16.3551 | 1
179768 | Z-NHW-SLS-00-TC/F/U | Cover for cable connection area for NHW-SLS, size 00, 185mm busbar system, conn at top, flat | 16.3551 | 1
179752 | Z-NHW-SLS-00-TC/H/D | Cover for cable connection area for NHW-SLS, size 00, 185mm busbar system, conn at bottom, height | 16.3551 | 1
179753 | Z-NHW-SLS-00-TC/H/U | Cover for cable connection area for NHW-SLS, size 00, 185mm busbar system, conn at top, height | 16.3551 | 1
179771 | Z-NHW-SLS-1+2+3-BBC | Clamp strap for NHW-SLS, size 1,2,3, for 185mm busbar system | 35.2536 | 3
179769 | Z-NHW-SLS-1+2+3-TC | Cover for cable connection area for NHW-SLS, size 1,2,3, 185mm busbar system | 28.922 | 1
179765 | Z-NHW-SLS-1+2-VT | Quick connector for NHW-SLS, size 1,2, 1x50-185mm2 Cu/Al | 59.9681 | 3
179766 | Z-NHW-SLS-3-VT | Quick connector for NHW-SLS, size 3, 1x120-300mm2 Cu/Al | 52.9736 | 3
182491 | Z-NHW-SPK | #N/A | 40.6472 | 1
248443 | Z-NTS | #N/A | 14.4512 | 1
248263 | ZP-A40/1 | Switches, 1-pole | 8.2413 | 1
248264 | ZP-A40/2 | Switches, 2-pole | 16.4826 | 1
248265 | ZP-A40/3 | Switches, 3-pole | 57.2004 | 1
248266 | ZP-A40/3N | Switches, 3+N pole | 74.0301 | 1
284906 | ZP-A63/1 | Switches, 1-pole | 7.457 | 1
284907 | ZP-A63/2 | Switches, 2-pole | 15.1712 | 1
284908 | ZP-A63/3 | Switches, 3-pole | 59.2045 | 1
284909 | ZP-A63/3N | Switches, 3+N pole | 83.2375 | 1
248439 | ZP-ASA/230 | Shunt Trip Release for MCB, To be snapped on, 110-415V AC / 110-220V DC | 37.659 | 1
248438 | ZP-ASA/24 | Shunt Trip Release for MCB, To be snapped on, 12-110V AC / 12-60V DC | 37.659 | 1
286052 | ZP-IHK | Auxiliary contact through 1no1nc for PL,PFL,ZP-A,Z-MS | 18.8295 | 1
27406 | ZPL25-ID | Intermediate plate, for left side, H=250mm | 19.689 | 1
29779 | ZPL50-ID | Intermediate plate, for left side, H=500mm | 37.0871 | 1
248437 | ZP-NHK | Auxiliary contact univ. 2sw for PL,PFL,ZP-A,Z-MS | 41.8434 | 1
25033 | ZPR25-ID | Intermediate plate, for right side, H=250mm | 20.8653 | 1
22660 | ZPR50-ID | Intermediate plate, for right side, H=500mm | 68.8494 | 1
276294 | Z-PU/OO | Pushbutton, 2nc contacts | 18.4111 | 1
276291 | Z-PU/S | Pushbutton, 1no contact | 14.0526 | 1
276293 | Z-PU/SO | Pushbutton, 1no 1nc contacts | 18.4111 | 1
276292 | Z-PU/SS | Pushbutton, 2no contacts | 18.4111 | 1
276299 | Z-PUL230/OO | Pushbutton with LED indicator lamp, 2nc contacts, 230V AC/DC | 31.6923 | 1
276298 | Z-PUL230/SO | Pushbutton with LED indicator lamp, 1no 1nc cont., 230V AC/DC | 31.6923 | 1
276297 | Z-PUL230/SS | Pushbutton with LED indicator lamp, 2no contacts, 230V AC/DC | 31.1909 | 1
276296 | Z-PUL24/SO | Pushbutton with LED indicator lamp, 1no 1nc cont., 24V AC/DC | 31.6923 | 1
276295 | Z-PUL24/SS | Pushbutton with LED indicator lamp, 2no contacts, 24V AC/DC | 31.6923 | 1
286053 | ZP-WHK | Auxiliary contact through 1sw for PL,PFL,ZP-A,Z-MS | 20.9217 | 1
290198 | Z-R11/OO | Installation relay, 12V DC, 2N/C | 29.4715 | 1
ICS-R16D024B010 | Z-R23/16-01 |  | 40.0127 | 2
ICS-R16D024B100 | Z-R23/16-10 |  | 37.659 | 2
ICS-R16D024B110 | Z-R23/16-11 |  | 51.7812 | 2
ICS-R16D024B200 | Z-R23/16-20 |  | 47.0738 | 2
ICS-R16A230B010 | Z-R230/16-01 |  | 37.659 | 2
ICS-R16A230B100 | Z-R230/16-10 |  | 32.9517 | 2
ICS-R16A230B110 | Z-R230/16-11 |  | 49.4275 | 2
ICS-R16A230B200 | Z-R230/16-20 |  | 48.3291 | 2
ICS-R16A024B010 | Z-R24/16-01 |  | 54.1349 | 2
ICS-R16A024B100 | Z-R24/16-10 |  | 51.7812 | 2
ICS-R16A024B110 | Z-R24/16-11 |  | 58.8423 | 2
ICS-R16A024B200 | Z-R24/16-20 |  | 58.8423 | 2
101428 | Z-RC/230 | RC-unit 12-250V AC | 86.887 | 1
285385 | Z-RC/AK-2TE | Sealing cover for PF7, PFR, 2-pole | 10.4608 | 10
101062 | Z-RC/AK-4TE | Sealing cover for PF7, PFR, 4-pole | 14.6452 | 1
110405 | ZRER/W | Timing relay, 1 change over contact | 105.7854 | 1
67734 | ZRF3 | Spacer, To add 25 mm height to the connection space, for flanges FL3-.. | 22.641 | 1
70107 | ZRF4 | Spacer, To add 25 mm height to the connection space, for flanges FL4-.. | 29.1209 | 1
110406 | ZRMF1/W | Timing relay, 1 change over contact | 102.0196 | 1
110408 | ZRMF2/WW | Timing relay, 2 change over contact | 137.8004 | 1
31083 | ZRS-AT0 | Operating head AT0 | 28.2124 | 1
80313 | ZRS-AT0-GVP | #N/A | 28.2124 | 125
110747 | ZRTAK/W | Timing relay, 1 change over contact | 137.8004 | 1
248346 | Z-S/2WM | Change-over switch 2co contacts, 16A | 31.6666 | 1
248348 | Z-S/2WTN | Change-over switch 2co contacts (DAY-0-NIGHT), 16A | 45.9794 | 1
248334 | Z-S/3S | Switch, 3no contacts | 23.3739 | 1
248338 | Z-S/3S1O | Switch 3no, 1no contacts | 65.2304 | 1
248335 | Z-S/4S | Switch, 4no contacts | 27.0509 | 1
270588 | Z-S/KO | Compensation block for Z-S relay | 61.1732 | 1
248337 | Z-S/SSOO | Switch 2no, 2no contacts | 65.2304 | 1
248345 | Z-S/WM | Change-over switch 1co contact, 16A | 24.6724 | 1
248347 | Z-S/WTN | Change-over switch 1co contact (DAY-0-NIGHT), 16A | 33.3961 | 1
265274 | Z-S109/SS | #N/A | 51.4019 | 1
265292 | Z-S109/W | #N/A | 55.2719 | 1
265314 | Z-S109/WW | #N/A | 152.2001 | 1
265306 | Z-S110/2S2O | #N/A | 159.85 | 1
265263 | Z-S110/S | #N/A | 41.335 | 1
265284 | Z-S110/SO | #N/A | 55.2719 | 1
265273 | Z-S110/SS | #N/A | 51.4019 | 1
265291 | Z-S110/W | #N/A | 55.2719 | 1
265313 | Z-S110/WW | #N/A | 152.2001 | 1
265272 | Z-S111/SS | #N/A | 51.4019 | 1
265309 | Z-S12/2S2O | #N/A | 85.6913 | 1
265266 | Z-S12/S | #N/A | 38.8922 | 1
265287 | Z-S12/SO | #N/A | 50.4891 | 1
265278 | Z-S12/SS | Impulse relay,pushbutton, 12V~, 2no contacts | 55.0404 | 1
265296 | Z-S12/W | #N/A | 57.7532 | 1
265317 | Z-S12/WW | #N/A | 83.1971 | 1
265305 | Z-S230/2S2O | Impulse relay,pushbutton, 230V~, 2no 2nc contacts | 85.6913 | 1
270335 | Z-S230/4S | #N/A | 90.5898 | 1
265262 | Z-S230/S | Impulse relay,pushbutton, 230V~, 1no contact | 30.6252 | 1
265283 | Z-S230/SO | Impulse relay,pushbutton, 230V~, 1no 1nc contacts | 52.8827 | 1
265271 | Z-S230/SS | Impulse relay,pushbutton, 230V~, 2no contacts | 52.8827 | 1
265290 | Z-S230/W | Impulse relay,pushbutton, 230V~, 1co contact | 57.7532 | 1
265312 | Z-S230/WW | Impulse relay,pushbutton, 230V~, 2co contacts | 83.1971 | 1
265270 | Z-S231/SS | #N/A | 51.4019 | 1
265541 | Z-S24/2S2O | Impulse relay,pushbutton, 24V~/12V=, 2no 2nc cont | 85.6913 | 1
265535 | Z-S24/S | Impulse relay,pushbutton, 24V~/12V=, 1no contact | 39.2779 | 1
265539 | Z-S24/SO | Impulse relay,pushbutton, 24V~/12V=, 1no 1nc cont | 57.2004 | 1
265537 | Z-S24/SS | Impulse relay,pushbutton, 24V~/12V=, 2no contacts | 55.0404 | 1
265545 | Z-S24/W | Impulse relay,pushbutton, 24V~/12V=, 1co contact | 57.7532 | 1
265543 | Z-S24/WW | Impulse relay,pushbutton, 24V~/12V=, 2co contacts | 83.1971 | 1
265304 | Z-S240/2S2O | #N/A | 159.85 | 1
265261 | Z-S240/S | #N/A | 41.335 | 1
265282 | Z-S240/SO | #N/A | 55.2719 | 1
265269 | Z-S240/SS | #N/A | 51.4019 | 1
265289 | Z-S240/W | #N/A | 55.2719 | 1
265311 | Z-S240/WW | #N/A | 152.2001 | 1
265268 | Z-S241/SS | #N/A | 51.4019 | 1
265276 | Z-S25/SS | #N/A | 51.4019 | 1
265540 | Z-S48/2S2O | Impulse relay,pushbutton,48V~/24V=, 2no 2nc cont | 85.6913 | 1
100665 | Z-S48/4S | #N/A | 85.6913 | 1
265534 | Z-S48/S | Impulse relay,pushbutton,48V~/24V=, 1no contact | 39.2779 | 1
265538 | Z-S48/SO | Impulse relay,pushbutton,48V~/24V=, 1no 1nc cont | 57.2004 | 1
265536 | Z-S48/SS | Impulse relay,pushbutton,48V~/24V=, 2no contact | 55.0404 | 1
265544 | Z-S48/W | Impulse relay,pushbutton,48V~/24V=, 1co contact | 57.7532 | 1
265542 | Z-S48/WW | Impulse relay,pushbutton,48V~/24V=, 2co contacts | 83.1971 | 1
265281 | Z-S7/SS | #N/A | 53.4333 | 1
265298 | Z-S7/W | #N/A | 57.7532 | 1
265319 | Z-S7/WW | #N/A | 141.9097 | 1
265310 | Z-S8/2S2O | #N/A | 146.1678 | 1
265267 | Z-S8/S | #N/A | 39.2779 | 1
265288 | Z-S8/SO | #N/A | 53.4333 | 1
265280 | Z-S8/SS | #N/A | 53.4333 | 1
265297 | Z-S8/W | #N/A | 57.7532 | 1
265318 | Z-S8/WW | #N/A | 141.9097 | 1
33456 | ZS-AT0 | Operating head AT0 | 25.6756 | 1
265303 | Z-SB23/SS | Impulse relay, pushb.+LED, 24 V=, 2no contacts | 58.3189 | 1
265301 | Z-SB230/SS | Impulse relay, pushb.+LED, 230 V~, 2no contacts | 68.6559 | 1
265302 | Z-SB24/SS | Impulse relay, pushb.+LED, 24 V~, 2no contacts | 51.1167 | 1
248862 | Z-SC | Auxiliary contact unit for contactors, 1no1nc cont | 33.4408 | 1
270587 | Z-SC/GP | Central control module for Z-S relay | 60.2346 | 1
265324 | Z-SC230/1S1W | Impulse relay,central control,230V~,1no 1co cont | 106.9206 | 1
265327 | Z-SC230/2S1O | Impulse relay,central control,230V~,2no 1nc cont | 106.3047 | 1
265321 | Z-SC230/3S | Impulse relay,central control,230V~,3no contacts | 89.2655 | 1
265299 | Z-SC230/S | Impulse relay,central control,230V~,1no contact | 69.003 | 1
265300 | Z-SC24/S | Impulse relay,central control,24V~,1no contact | 70.3402 | 1
265323 | Z-SC240/1S1W | #N/A | 152.2001 | 1
265326 | Z-SC240/2S1O | #N/A | 159.85 | 1
265320 | Z-SC240/3S | #N/A | 159.85 | 1
193886 | Z-SCH230/1/25-11 |  | 45.7274 | 2
120853 | Z-SCH230/1/25-20 | Instalation contactor 25A, 2NO | 42.3635 | 1
248848 | Z-SCH230/25-04 | Installation contactor, 230V~, 25A, 4nc contacts | 47.3263 | 1
248849 | Z-SCH230/25-22 | Installation contactor, 230V~, 25A, 2no 2nc cont | 57.3547 | 1
248846 | Z-SCH230/25-31 | Installation contactor, 230V~, 25A, 3no 1nc cont | 42.4407 | 1
248847 | Z-SCH230/25-40 | Installation contactor, 230V~, 25A, 4no contacts | 45.9377 | 1
248855 | Z-SCH230/40-20 | Installation contactor, 230V~, 40A, 2no contacts | 127.6409 | 1
248853 | Z-SCH230/40-22 | Installation contactor, 230V~, 40A, 2no 2nc cont | 132.3748 | 1
248854 | Z-SCH230/40-31 | Installation contactor, 230V~, 40A, 3no 1nc cont | 137.0484 | 1
248852 | Z-SCH230/40-40 | Installation contactor, 230V~, 40A, 4no contacts | 108.2938 | 1
285735 | Z-SCH230/63-04 | Instalation contactor 63A, 4NC | 166.3299 | 1
248859 | Z-SCH230/63-20 | Installation contactor, 230V~, 63A, 2no contacts | 142.2539 | 1
248857 | Z-SCH230/63-22 | Installation contactor, 230V~, 63A, 2no 2nc cont | 142.3919 | 1
248858 | Z-SCH230/63-31 | Installation contactor, 230V~, 63A, 3no 1nc cont | 152.7276 | 1
248856 | Z-SCH230/63-40 | Installation contactor, 230V~, 63A, 4no contacts | 123.6578 | 1
248850 | Z-SCH24/25-22 | Installation contactor, 24V~, 25A, 2no 2nc cont | 67.7816 | 1
248851 | Z-SCH24/25-40 | Installation contactor, 24V~, 25A, 4no contacts | 72.7701 | 1
248860 | Z-SCHAK-2TE | Cover for Z-SCH | 1.4715 | 10
248861 | Z-SCHAK-3TE | Cover for Z-SCH | 1.5691 | 10
266875 | Z-SD230 | Rail-mounted Schuko socket | 17.0997 | 1
266876 | Z-SD230-BS | Rail-mounted "French" socket with child protection | 18.8997 | 1
272166 | ZSD-2K/FLA | Pass-through flange 14x pr11, 8x pr15, 2x pr28 | 9.2456 | 1
232230 | ZSD-ESPS/NH2 | #N/A | 1034.3384 | 1
257208 | ZSD-ESPS/SA/TRAE | #N/A | 473.8763 | 1
219580 | ZSD‐G17/31 |  | 561.6546 | 1
219581 | ZSD‐G27/31 |  | 761.4513 | 1
219593 | ZSD-G49/31 | #N/A | 685.4702 | 1
219584 | ZSD‐G57/31 |  | 1268.2747 | 1
219594 | ZSD-G59/31 | #N/A | 857.7396 | 1
113068 | ZSD‐M17B0013 |  | 878.1277 | 1
229180 | ZSD-O19A0672 | #N/A | 203.5967 | 1
171509 | ZSD‐OKA‐EHZ |  | 166.4051 | 1
228972 | ZSD‐SA/SK/VB/5P |  | 166.0919 | #N/A
228994 | ZSD-SA/VB/5P | #N/A | 64.8791 | #N/A
228994 | ZSD‐SA/VB/5P |  | 64.8791 | #N/A
113050 | ZSD‐SHT |  | 90.4316 | #N/A
226876 | ZSD-TUER/DR/RG | Door handle and lock for xEnergy Basic (Profi Plus) enclosures, IP30 | 6.1915 | 1
226877 | ZSD-TUER/SHN/PKT | #N/A | 5.2673 | 1
226614 | ZSD‐V17 |  | 260.6044 | 1
113071 | ZSD‐Z17B0016 |  | 1204.7999 | 1
113074 | ZSD‐Z27B0019 |  | 2386.6851 | 1
230815 | ZSD-Z29A1074 | #N/A | 650.4751 | 1
113077 | ZSD‐Z37B0022 |  | 3646.9988 | 1
171507 | ZSD‐ZWR‐RJ45 |  | 127.259 | 1
263876 | Z-SH/1 | #N/A | 8.2284 | 1
263877 | Z-SH/1N | #N/A | 9.6333 | 1
263878 | Z-SH/2 | #N/A | 16.9711 | 1
263879 | Z-SH/3 | #N/A | 25.1995 | 1
263880 | Z-SH/3N | #N/A | 26.6044 | 1
263881 | Z-SH/4 | Fuse disconnectors, 4 p, 10 x 38 | 33.0626 | 1
263883 | Z-SHL/1 | Fuse disconnectors, 1p, 10 x 38 | 11.64 | 1
263884 | Z-SHL/1N | Fuse disconnectors, 1pole+N, 10 x 38 | 13.6832 | 1
263885 | Z-SHL/2 | Fuse disconnectors, 2 p, 10 x 38 | 22.9705 | 1
263886 | Z-SHL/3 | Fuse disconnectors, 3 p, 10 x 38 | 33.6817 | 1
263887 | Z-SHL/3N | Fuse disconnectors, 3pole+N, 10 x 38 | 36.2203 | 1
263888 | Z-SHL/4 | Z-SHL/4 | 48.4175 | 1
248238 | Z-SLK/NEOZ/1 | Fuse-switch disconnector for D01 and D02 with el. Monitoring, 63A, 1-pole | 296.6346 | 1
248239 | Z-SLK/NEOZ/2 | Fuse-switch disconnector for D01 and D02 with el. Monitoring, 63A, 2-pole | 329.883 | 1
248240 | Z-SLK/NEOZ/3 | Fuse-switch disconnector for D01 and D02 with el. Monitoring, 63A, 3-pole | 370.8707 | 1
248241 | Z-SLK/NEOZ/3+N | Fuse-switch disconnector for D01 and D02 with el. Monitoring, 63A, 3+N-pole | 441.5 | 1
268998 | Z-SLS/B/24-10A | Fuse link set D0 with tripping indicator, 24-60 V AC/DC | 50.8507 | 1
289975 | Z-SLS/B/24-13A | Fuse link set D0 with tripping indicator, 24-60 V AC/DC | 57.2352 | 1
268999 | Z-SLS/B/24-16A | Fuse link set D0 with tripping indicator, 24-60 V AC/DC | 57.2352 | 1
269000 | Z-SLS/B/24-20A | Fuse link set D0 with tripping indicator, 24-60 V AC/DC | 57.2352 | 1
269001 | Z-SLS/B/24-25A | Fuse link set D0 with tripping indicator, 24-60 V AC/DC | 57.2352 | 1
289976 | Z-SLS/B/24-32A | Fuse link set D0 with tripping indicator, 24-60 V AC/DC | 57.2352 | 1
269002 | Z-SLS/B/24-35A | Fuse link set D0 with tripping indicator, 24-60 V AC/DC | 57.2352 | 1
289977 | Z-SLS/B/24-40A | Fuse link set D0 with tripping indicator, 24-60 V AC/DC | 57.2352 | 1
269003 | Z-SLS/B/24-50A | Fuse link set D0 with tripping indicator, 24-60 V AC/DC | 57.2352 | 1
269004 | Z-SLS/B/24-63A | Fuse link set D0 with tripping indicator, 24-60 V AC/DC | 49.1322 | 1
268997 | Z-SLS/B/24-6A | Fuse link set D0 with tripping indicator, 24-60 V AC/DC | 57.2352 | 1
268987 | Z-SLS/B-10A | Fuse link set D0 with tripping indicator, 60-400 V AC | 44.4786 | 1
289972 | Z-SLS/B-13A | Fuse link set D0 with tripping indicator, 60-400 V AC | 44.4786 | 1
268988 | Z-SLS/B-16A | Fuse link set D0 with tripping indicator, 60-400 V AC | 44.4786 | 1
268983 | Z-SLS/B-1A | Fuse link set D0 with tripping indicator, 60-400 V AC | 44.4786 | 1
268989 | Z-SLS/B-20A | Fuse link set D0 with tripping indicator, 60-400 V AC | 44.4786 | 1
268994 | Z-SLS/B-24-1A | Fuse link set D0 with tripping indicator, 24-60 V AC/DC | 57.2352 | 1
268995 | Z-SLS/B-24-2A | Fuse link set D0 with tripping indicator, 24-60 V AC/DC | 50.8507 | 1
268996 | Z-SLS/B-24-4A | Fuse link set D0 with tripping indicator, 24-60 V AC/DC | 57.2352 | 1
268990 | Z-SLS/B-25A | Fuse link set D0 with tripping indicator, 60-400 V AC | 44.4786 | 1
268984 | Z-SLS/B-2A | Fuse link set D0 with tripping indicator, 60-400 V AC | 44.4786 | 1
289973 | Z-SLS/B-32A | Fuse link set D0 with tripping indicator, 60-400 V AC | 44.4786 | 1
268991 | Z-SLS/B-35A | Fuse link set D0 with tripping indicator, 60-400 V AC | 44.4786 | 1
289974 | Z-SLS/B-40A | Fuse link set D0 with tripping indicator, 60-400 V AC | 44.4786 | 1
268985 | Z-SLS/B-4A | Fuse link set D0 with tripping indicator, 60-400 V AC | 44.4786 | 1
268992 | Z-SLS/B-50A | Fuse link set D0 with tripping indicator, 60-400 V AC | 44.4786 | 1
268993 | Z-SLS/B-63A | Fuse link set D0 with tripping indicator, 60-400 V AC | 41.2801 | 1
268986 | Z-SLS/B-6A | Fuse link set D0 with tripping indicator, 60-400 V AC | 44.4786 | 1
248247 | Z-SLS/CB/1 | Fuse-switch disconnector for D01, 63A, 1-pole | 50.9259 | 1
167282 | Z-SLS/CB/1+N | Fuse-switch disconnector for D01, 63A, 1+N-pole | 69.8401 | 6
248248 | Z-SLS/CB/2 | Fuse-switch disconnector for D01, 63A, 2-pole | 99.155 | 1
248249 | Z-SLS/CB/3 | Fuse-switch disconnector for D01, 63A, 3-pole | 151.0342 | 1
167283 | Z-SLS/CB/3+N | Fuse-switch disconnector for D01, 63A, 3+N-pole | 135.47 | 3
263154 | Z-SLS/CB-HF | Adapter spring for use D01 in Z-SLS/CB | 0.82786 | 12
272587 | Z-SLS/CEK10/1 | Fuse-switch disconnector for D01 and D02, 1-pole, 10A | 37.8432 | 1
263135 | Z-SLS/CEK16/1 | Fuse-switch disconnector for D01 and D02, 1-pole, 16A | 37.8432 | 1
248243 | Z-SLS/CEK16/3 | Fuse-switch disconnector for D01 and D02, 3-pole, 16A | 109.7541 | 1
263136 | Z-SLS/CEK25/1 | Fuse-switch disconnector for D01 and D02, 1-pole, 25A | 37.8432 | 1
248244 | Z-SLS/CEK25/3 | Fuse-switch disconnector for D01 and D02, 3-pole, 25A | 109.7541 | 1
248245 | Z-SLS/CEK35/3 | Fuse-switch disconnector for D01 and D02, 3-pole, 35A | 100.9487 | 1
150687 | Z-SLS/CEK40/3 | Fuse-switch disconnector for D01 and D02, 3-pole, 40A | 104.4506 | 4
248246 | Z-SLS/CEK50/3 | Fuse-switch disconnector for D01 and D02, 3-pole, 50A | 109.7541 | 1
263160 | Z-SLS/CEK63/3 | Fuse-switch disconnector for D01 and D02, 3-pole, 63A | 109.7541 | 1
263155 | Z-SLS/D01/1 | Switch-Disconnector-Fuse D01, 16A, 1-pole | 30.5054 | 1
263158 | Z-SLS/D01/1+N | Switch-Disconnector-Fuse D01, 16A, 1+N-pole | 56.0938 | 1
263156 | Z-SLS/D01/2 | Switch-Disconnector-Fuse D01, 16A, 2-pole | 60.9355 | 1
263157 | Z-SLS/D01/3 | Switch-Disconnector-Fuse D01, 16A, 3-pole | 91.5036 | 1
263159 | Z-SLS/D01/3+N | Switch-Disconnector-Fuse D01, 16A, 3+N-pole | 117.0292 | 1
269006 | Z-SLS/E-10A | Fuse link set D0 without tripping indicator, 400 V AC | 44.0271 | 1
289978 | Z-SLS/E-13A | Fuse link set D0 without tripping indicator, 400 V AC | 49.1322 | 1
269007 | Z-SLS/E-16A | Fuse link set D0 without tripping indicator, 400 V AC | 47.6646 | 1
269008 | Z-SLS/E-20A | Fuse link set D0 without tripping indicator, 400 V AC | 49.1322 | 1
269009 | Z-SLS/E-25A | Fuse link set D0 without tripping indicator, 400 V AC | 44.0271 | 1
263147 | Z-SLS/E-2A | Fuse link set D0 without tripping indicator, 400 V AC | 49.1322 | 1
289979 | Z-SLS/E-32A | Fuse link set D0 without tripping indicator, 400 V AC | 53.0206 | 1
269010 | Z-SLS/E-35A | Fuse link set D0 without tripping indicator, 400 V AC | 44.4786 | 1
289990 | Z-SLS/E-40A | Fuse link set D0 without tripping indicator, 400 V AC | 49.1322 | 1
263148 | Z-SLS/E-4A | Fuse link set D0 without tripping indicator, 400 V AC | 49.1322 | 1
269011 | Z-SLS/E-50A | Fuse link set D0 without tripping indicator, 400 V AC | 48.4298 | 1
269012 | Z-SLS/E-63A | Fuse link set D0 without tripping indicator, 400 V AC | 44.0271 | 1
269005 | Z-SLS/E-6A | Fuse link set D0 without tripping indicator, 400 V AC | 44.0271 | 1
248235 | Z-SLS/NEOZ/1 | Fuse-switch disconnector for D01 and D02, 63A, 1-pole | 65.0372 | 1
248237 | Z-SLS/NEOZ/1+N | Fuse-switch disconnector for D01 and D02, 63A, 1+N-pole | 60.1076 | 1
248233 | Z-SLS/NEOZ/2 | Fuse-switch disconnector for D01 and D02, 63A, 2-pole | 65.5263 | 1
248234 | Z-SLS/NEOZ/3 | Fuse-switch disconnector for D01 and D02, 63A, 3-pole | 170.4764 | 1
248236 | Z-SLS/NEOZ/3+N | Fuse-switch disconnector for D01 and D02, 63A, 3+N-pole | 114.5958 | 1
182399 | Z-SLS/NEOZ/3+PEN | Fuse switch-disconnector, 63A, 3p+PEN | 111.8184 | 3
100660 | Z-SLS/TR-SET | Solid-link set | 49.8974 | 1
268982 | Z-SLZ/KL | Double terminal | 59.4052 | 1
268981 | Z-SLZ/SP | Switch-on-locking, plastic | 10.7113 | 1
288790 | Z-SS-60-ADD/6-45 | Univerzal double adaptors SASY 35A, Width=45 | 74.6203 | 1
288791 | Z-SS-60-ADD/6-54 | Univerzal double adaptors SASY 35A, Width=54 | 63.7724 | 1
288792 | Z-SS-60-ADD/6-72 | Univerzal double adaptors SASY 35A, Width=72 | 72.5024 | 1
288793 | Z-SS-60-ADD/6-81 | Univerzal double adaptors SASY 35A, Width=81 | 74.5456 | 1
104893 | Z-SV/UL-16/1P-1TE/12 | Busbar 1m, 1-pole, In=80A, 16mm2 | 20.0848 | 1
104894 | Z-SV/UL-16/1P-1TE/18 |  | 27.4074 | 1
104892 | Z-SV/UL-16/1P-1TE/6 | Busbar 1m, 1-pole, In=80A, 16mm2 | 11.9254 | 1
104896 | Z-SV/UL-16/2P-2TE/12 |  | 26.989 | 1
104897 | Z-SV/UL-16/2P-2TE/18 |  | 39.3328 | 1
104895 | Z-SV/UL-16/2P-2TE/6 |  | 15.9005 | 1
104899 | Z-SV/UL-16/3P-3TE/12 | Busbar 1m, 3-pole, In=80A, 16mm2 | 34.73 | 1
104900 | Z-SV/UL-16/3P-3TE/18 | Busbar 1m, 3-pole, In=80A, 16mm2 | 50.2121 | 1
104898 | Z-SV/UL-16/3P-3TE/6 | Busbar 1m, 3-pole, In=80A, 16mm2 | 21.7586 | 1
269526 | Z-SV-10/1P+N-SD | Interconnecting bar for sockets, 1+N, In=50A | 43.7739 | 1
264918 | Z-SV-10/1P-F/13 | #N/A | 5.8242 | 1
264924 | Z-SV-10/3P-3TE/13 | #N/A | 19.0925 | 1
264919 | Z-SV-10/N-F/13 | #N/A | 5.6956 | 1
269524 | Z-SV-16/1N-1TE/F | #N/A | 27.7966 | 1
269523 | Z-SV-16/1P-1TE/F | #N/A | 27.7966 | 1
264914 | Z-SV-16/2P+2N-2TE | #N/A | 101.2482 | 1
264923 | Z-SV-16/2P-2TE | #N/A | 73.053 | 1
271072 | Z-SV-16/3P | Interconnecting bar for PLHT,16 mm2,3-pole,up to 80 A | 77.9515 | 1
264915 | Z-SV-16/3P+3N-3TE | #N/A | 109.2966 | 1
264925 | Z-SV-16/3P-3TE | #N/A | 76.2672 | 1
264913 | Z-SV-16/N-1TE | #N/A | 27.7966 | 1
113135 | Z-SV-35/1P | Interconnecting bar for PLHT,35 mm2,1-pole,up to 110 A | 32.0367 | 1
264938 | Z-SV-35/3P | Interconnecting bar for PLHT,35 mm2,3-pole,up to 110 A | 200.7221 | 1
263110 | Z-SV-35/3P+N-6TE | Interconnecting bar for PLHT,35 mm2,3+N-pole,up to 110 A | 104.711 | 1
264939 | Z-SV-35/PLHT-V | Interconnecting bar for PLHT,35 mm2,3-pole,up to 110 A | 155.7388 | 1
276300 | Z-SW/S | Switch 1no contact | 15.1583 | 1
276302 | Z-SW/SO | Switch 1no, 1nc contacts | 19.0154 | 1
276301 | Z-SW/SS | Switch 2no contacts | 19.0154 | 1
276303 | Z-SW/W | Switch 1co contacts | 18.6425 | 1
292300 | Z-SWL230/S | Switch with LED indicator lamp, 1no contacts | 29.4938 | 1
276307 | Z-SWL230/SO | Switch with LED indicator lamp, 2no 1nc contacts | 53.2289 | 1
276306 | Z-SWL230/SS | Switch with LED indicator lamp, 2no contacts | 33.878 | 1
276305 | Z-SWL24/SO | Switch with LED indicator lamp, 2no 1nc contacts | 25.0136 | 1
276304 | Z-SWL24/SS | Switch with LED indicator lamp, 2no contacts | 55.7033 | 1
248330 | Z-T/3S1O | Pushbutton black, 3no 1nc contact | 29.1209 | 1
248328 | Z-T/4S-G | Pushbutton green, 4no contacts | 29.1209 | 1
178097 | Z-TC/AO-2P |  | 1.3812 | 10
178098 | Z-TC/AO-3-4P |  | 1.3032 | 10
178103 | Z-TC/MCB-1,5TE |  | 0.60612 | 10
178102 | Z-TC/MCB-1TE |  | 0.49024 | 10
178099 | Z-TC/SD-2P |  | 0.50783 | 10
178100 | Z-TC/SD-3P |  | 0.4599 | 10
178101 | Z-TC/SD-4P |  | 0.50798 | 10
171144 | Z-TEUL35 |  | 12.9715 | 10
267975 | Z-TN230/1S1O | Installation relay, 230V AC, 1no 1nc contacts | 48.0206 | 1
103168 | Z-TN230/2S2O | Pre-selection relay, 230V 50Hz, 2N/C+2N/O | 55.2901 | 1
265576 | Z-TN230/3S | Installation relay, 230V AC, 3no contacts | 42.8487 | 1
265579 | Z-TN230/4S | Installation relay, 230V AC, 4no contacts | 100.901 | 1
265574 | Z-TN230/SS | Installation relay, 230V AC, 2no contacts | 50.7591 | 1
267979 | Z-TN24/1S1O | Installation relay, 24V AC, 1no 1nc contacts | 21.1226 | 1
267977 | Z-TN24/3S | Installation relay, 24V AC, 3no contacts | 37.4171 | 1
267978 | Z-TN24/4S | Installation relay, 24V AC, 4no contacts | 47.7506 | 1
267976 | Z-TN24/SS | Installation relay, 24V AC, 2no contacts | 23.811 | 1
266850 | Z-TS20/1 | #N/A | 20.6739 | 1
266859 | Z-TS32/3 | #N/A | 54.9376 | 1
266862 | Z-TS63/3 | #N/A | 79.6614 | 1
284927 | Z-UDL230 | Signal lamp, double-type, two-colour red+green, 230V AC/DC | 49.332 | 1
284928 | Z-UDL24 | Signal lamp, double-type, two-colour red+green, 24V AC/DC | 30.6277 | 1
284923 | Z-UEL230 | Signal lamp, two-colour, with one LED red+green, 230V AC/DC | 31.9237 | 1
284924 | Z-UEL24 | Signal lamp, two-colour, with one LED red+green, 24V AC/DC | 31.9237 | 1
248288 | Z-USA/115 | Undervoltage opening release without delay 115V | 108.7928 | 1
248289 | Z-USA/230 | Undervoltage opening release without delay 230V | 112.9771 | 1
248290 | Z-USA/400 | Undervoltage opening release without delay 400V | 121.3458 | 1
248292 | Z-USD/115 | Undervoltage opening release with 0.4s delay 115V | 112.9771 | 1
248291 | Z-USD/230 | Undervoltage opening release with 0.4s delay 230V | 117.1615 | 1
264932 | Z-V-35/AK/3P | End-type cover for SLV connecting bar up to 35mm2 | 1.5213 | 1
263958 | ZV-ADP | Cover section for ZV-SS busbars, 1 metre | 14.9397 | 1
263959 | ZV-AEK | End cover for interconnecting bar | 2.0571 | 10
104905 | Z-V-AK/1P | End cover for busbar 63A 1-pole | 0.89998 | 10
264930 | Z-V-AK/2+3P | End cover for busbar | 0.78427 | 1
264931 | Z-V-AK/4P | End cover for busbar 80A 4+2-pole | 1.1057 | 10
104903 | ZV-BS-G | Safety covers | 2.5106 | 10
104904 | ZV-BS-UL | Tag shrouds for busbar Z-SV/UL-. | 2.0922 | 1
263970 | ZV-KSBI-11TE | Earthing bar for SPC surge arresters, 11 TE | 8.3585 | 1
263961 | ZV-KSBI-2TE | Earthing bar for SPC surge arresters, 2 TE | 3.3428 | 1
263962 | ZV-KSBI-3TE | Earthing bar for SPC surge arresters, 3 TE | 4.3071 | 1
263963 | ZV-KSBI-3TE/S | Busbars, for SPC, 3HP | 3.2196 | 1
112370 | ZV-KSBI-3TE+HI | Busbar | 3.2196 | 1
263964 | ZV-KSBI-4TE | Earthing bar for SPC surge arresters, 4 TE | 4.9628 | 1
263965 | ZV-KSBI-5TE | Earthing bar for SPC surge arresters, 5 TE | 4.334 | 1
263966 | ZV-KSBI-5TE/N | Earthing bar for SPC surge arresters, 5 TE | 4.334 | 1
112371 | ZV-KSBI-5TE+HI | Busbars, for SPC, 2+3x1.5HP | 5.0151 | 1
113118 | ZV-KSBI-6TE | Busbars, for SPC, 6HP | 4.8913 | 1
263967 | ZV-KSBI-7TE | Earthing bar for SPC surge arresters, 7 TE | 5.2009 | 1
263969 | ZV-KSBI-7TE/N | Earthing bar for SPC surge arresters, 7 TE | 5.2628 | 1
263968 | ZV-KSBI-7TE/S | Busbars, for SPC, 7HP | 4.8913 | #N/A
266874 | ZV-KSBI-9TE/N | Earthing bar for SPC surge arresters, 9 TE | 7.3679 | 1
263941 | ZV-L1/N-10 | L1, N connecting angle piece, rated current 50 A | 1.2214 | 10
263943 | ZV-L1/N-100 | #N/A | 1.0414 | 100
263942 | ZV-L1/N-36 | #N/A | 1.1828 | 36
263950 | ZV-L1/N-80A-10 | L1, N connecting angle piece, rated current 80 A | 1.7871 | 10
263952 | ZV-L1/N-80A-100 | #N/A | 1.6971 | 100
263951 | ZV-L1/N-80A-36 | Extension terminal, L1/N, 80A | 0.92872 | 36
263944 | ZV-L2/L3-10 | L2, L3 connecting angle piece, rated current 50 A | 1.5814 | 10
263946 | ZV-L2/L3-100 | #N/A | 1.0414 | 100
263945 | ZV-L2/L3-36 | Extension terminal, L2/L3, 50A | 0.99064 | 36
263953 | ZV-L2/L3-80A-10 | L2, L3 connecting angle piece, rated current 80 A | 2.2628 | 10
263955 | ZV-L2/L3-80A-100 | #N/A | 1.6971 | 100
263954 | ZV-L2/L3-80A-36 | Extension terminal, L2/L3, 80A | 1.424 | 36
263947 | ZV-N-05TE-10 | N connect. angle piece,(1.5 TE),rated current 50A | 1.2471 | 10
263949 | ZV-N-05TE-100 | #N/A | 1.0414 | 100
263948 | ZV-N-05TE-36 | Extension terminal, N, 0.5 space units, 50A | 0.68106 | 36
263956 | ZV-SS | Busbar, rated current 50A, length 1m | 12.0469 | 1
263957 | ZV-SS-80A | Busbar, rated current 80A, length 1m | 35.4329 | 1
24671 | ZVV-P3 | Interlock extension | 4.7571 | 1
22298 | ZVV-T0 | Interlock extension | 3.5871 | 1
4991 | ZW7-125 | Overload relay ZW7 with measure transformer | 750.0784 | 1
7364 | ZW7-160 | Overload relay ZW7 with measure transformer | 737.786 | 1
9737 | ZW7-240 | Overload relay ZW7 with measure transformer | 880.3534 | 1
52448 | ZW7-290 | Overload relay ZW7 with measure transformer | 880.3534 | 1
45329 | ZW7-400 | Overload relay ZW7 with measure transformer | 882.3729 | 1
50075 | ZW7-630 | Overload relay ZW7 with measure transformer | 986.2818 | 1
2618 | ZW7-90 | Overload relay ZW7 with measure transformer | 655.7275 | 1
106232 | Z-WAS-150/5A-1 | Current transformer, kl.1, 150/5A, 3VA | 85.5046 | #N/A
106234 | Z-WAS-250/5A-1 | Current transformer, kl.1, 250/5A, 4VA | 85.5046 | #N/A
106237 | Z-WAS-500/5A-1 | Current transformer, kl.1, 500/5A, 5VA | 85.5046 | #N/A
104387 | Z-WFR 3-U | Core balance transformer for U type relays, 130mm, Idn=A, In=130A | 636.1763 | 1
236981 | Z-WFR2-S/A | Core balance transformer for S/A type relays, 60mm | 504.5554 | 1
104386 | Z-WFR2-U | Core balance transformer for U type relays, 60mm, Idn=A, In=60A | 631.5064 | 1
236982 | Z-WFR3-S/A | Core balance transformer for S/A type relays, 130mm | 950.7466 | 1
7092266FUL-0142 |  |  | 159.8652 | 75
EMI3P-ADAPTER96 |  | Adapter 96 mm x 96 mm | 47.701 | 1
EMI3P-DISPLAY |  | Spare Display for EMI3P Meter | 169.7056 | 1
EMI3P-ROG4-4KA |  | EMI3P Rogowski coils with 400 mm length | 1345.1078 | 1
EMI3P-ROG6-4KA |  | EMI3P Rogowski coils with 600 mm length | 1471.2404 | 1
EMI3P-ROG9-4KA |  | EMI3P Rogowski coils with 900 mm length | 2774.304 | 1
EMI3P-Y2C0 |  | Energy Meter for 1/5 A Current Transformers | 850.0568 | 1
EMI3P-Y2R0 |  | Energy Meter for Rogowski Coils | 1144.2131 | 1